## Table 1
Schedule 15 table 1
Company Name: WPD Mid East
Date:01/08/2013
| Description | Licence Term | CRC | [11 empty] | Assumptions
| Regulatory Year |  |  | t-1 | t | t+1 | t+2 | t+3 | t+4 | t+5 | t+6 | t+7 | t+8 | t+9
| Regulatory Year |  |  | 2012/13 | 2013/14 | 2014/15 | 2015/16 | 2016/17 | 2017/18 | 2018/19 | 2019/20 | 2020/21 | 2021/22 | 2022/23 | Please specify year (i.e. 2013/14)
Base Demand Before Inflation (A1)PUt | Base Demand Before Inflation (A1) | PUt | CRC3 | 364.1 | 381.3 | 398.7 | 366.8088 | 370.4769 | 374.1817 | 377.9235 | 381.7027 | 385.5198 | 389.3749 | 393.2687 | Actual Base Demand Up To 2014/15. Forecast Base Demand 2015/16 and 2016/17
RPI Effective % (A2)PIADt | RPI Effective % (A2) | PIADt | CRC3 | 1.1011 | 1.1342 | 1.1659 | 1.1737 | 1.2065 | 1.2403 | 1.2751 | 1.3108 | 1.3475 | 1.3852 | 1.424 | Inflation assumed to be 4.69% for 2011/12 base income, 5.18% for 2012/13, 3.00% for 2013/14, 2.8% thereafter.
Merger adjustment (A3)MGt | Merger adjustment (A3) | MGt | CRC3 | [11 empty] | Zero Merger Adjustment
Base Demand Revenue (A): [A = A1 * A2 - A3]BRt | Base Demand Revenue (A): [A = A1 * A2 - A3] | BRt | CRC3 | 400.9212 | 432.4565 | 464.8523 | 430.5159 | 446.9966 | 464.1075 | 481.8731 | 500.32 | 519.4724 | 539.3584 | 560.0052 | A = A1 * A2 - A3
Pass-Through Business Rates (B1)RBt | Pass-Through Business Rates (B1) | RBt | CRC4 | -2.3142 | -2.4385 | -2.6115 | 0 | 0 | 0 | 0 | 0 | 0 | 0 | 0 | Actuals and Forecast
Pass-Through Licence Fees (B2)LFt | Pass-Through Licence Fees (B2) | LFt | CRC4 | -0.1338 | -0.13781 | -0.14167 | 0 | 0 | 0 | 0 | 0 | 0 | 0 | 0 | Actuals and Forecast
Pass-Through Transmission Exit (B3)TBt | Pass-Through Transmission Exit (B3) | TBt | CRC4 | -0.33934 | -0.11688 | -0.2442 | 0 | 0 | 0 | 0 | 0 | 0 | 0 | 0 | Actuals and Forecast
Price Control Reopener (B4)UNCt | Price Control Reopener (B4) | UNCt | CRC4 | 0 | 0 | 0 | 0 | 0 | 0 | 0 | 0 | 0 | 0 | 0 | Actuals and Forecast
Pass-Through Others (B5)MPTt, HBt, IEDt | Pass-Through Others (B5) | MPTt, HBt, IEDt | CRC4 | 0 | 0 | 0 | 0 | 0 | 0 | 0 | 0 | 0 | 0 | 0 | Actuals and Forecast
Allowed Pass-Through Items (B): [B = B1 + B2 + B3 +B4 + B5]PTt | Allowed Pass-Through Items (B): [B = B1 + B2 + B3 +B4 + B5] | PTt | CRC3 | -2.7874 | -2.6932 | -2.9974 | 0 | 0 | 0 | 0 | 0 | 0 | 0 | 0 | B = B1 + B2 + B3 +B4 + B5
Losses Incentive (C1)UILt | Losses Incentive (C1) | UILt | CRC7 | 0 | 0 | 0 | 0 | 0 | 0 | 0 | 0 | 0 | 0 | 0 | Zero Assumed Due To OFGEM Decision Not To Activate DPCR5 Losses
PCOLt |  | PCOLt | CRC7 | 0 | 0 | 0 | 0 | 0 | 0 | 0 | 0 | 0 | 0 | 0 | Zero Assumed Due To OFGEM Decision Not To Activate DPCR5 Losses
-COLt |  | -COLt | CRC7 | 0 | 0 | 0 | 0 | 0 | 0 | 0 | 0 | 0 | 0 | 0 | Zero Assumed Due To OFGEM Decision Not To Activate DPCR5 Losses
PPLt |  | PPLt | CRC7 | 0 | -44.52 | 0 | 10.3746 | 11.1216 | 0 | 0 | 0 | 0 | 0 | 0 | Assumed Approach C Using RPI and WACC
Quality of service incentive adjustment (C2)IQt | Quality of service incentive adjustment (C2) | IQt | CRC8 | 8.3404 | 18.2219 | 25.3593 | 22.5807 | 23.1452 | 0 | 0 | 0 | 0 | 0 | 0 | Actuals And Forecast
Transmission connection point charges incentive adjustment (C3)ITt | Transmission connection point charges incentive adjustment (C3) | ITt | CRC9 | 0 | -8.5933 | -12.0128 | 0 | 0 | 0 | 0 | 0 | 0 | 0 | 0 | Actuals And Forecast
Innovation funding incentive adjustment (C4)IFIt | Innovation funding incentive adjustment (C4) | IFIt | CRC10 | 0.28281 | 0.22288 | 0.17832 | 0 | 0 | 0 | 0 | 0 | 0 | 0 | 0 | Actuals And Forecast
Incentive revenue for Distributed Generation (C5)IGt | Incentive revenue for Distributed Generation (C5) | IGt | CRC11 | 1.7116 | 2.2375 | 2.5429 | 0 | 0 | 0 | 0 | 0 | 0 | 0 | 0 | Actuals And Forecast
Connection Guaranteed Standards Systems & Processes penalty (C6)CGSRAt,CGSSPt & AUMt | Connection Guaranteed Standards Systems & Processes penalty (C6) | CGSRAt,CGSSPt & AUMt | CRC12 | 0 | 0 | 0 | 0 | 0 | 0 | 0 | 0 | 0 | 0 | 0 | Actuals And Forecast
Low Carbon Networks Fund (C7)LCN1t | Low Carbon Networks Fund (C7) | LCN1t | CRC13 | 0.48664 | 0.63 | 0.88 | 0 | 0 | 0 | 0 | 0 | 0 | 0 | 0 | Actuals And Forecast
LCN2t |  | LCN2t | CRC13 | 5.1 | 3.77 | 3.77 | 0 | 0 | 0 | 0 | 0 | 0 | 0 | 0 | Actuals And Forecast
LCN3t |  | LCN3t | CRC13 | 0 | 0 | 0 | 0 | 0 | 0 | 0 | 0 | 0 | 0 | 0 | Actuals And Forecast
Incentive Revenue and Other Adjustments (C): [C = C1 + C2 + C3 + C4 + C5 + C6 + C7] | Incentive Revenue and Other Adjustments (C): [C = C1 + C2 + C3 + C4 + C5 + C6 + C7] |  |  | 15.9215 | -28.031 | 20.7177 | 32.9553 | 34.2668 | 0 | 0 | 0 | 0 | 0 | 0 | C = C1 + C2 + C3 + C4 + C5 + C6 + C7
Correction Factor (D)-Kt | Correction Factor (D) | -Kt | CRC3 | 17.8686 | -2.9461 | -11.1043 | 0 | 0 | 0 | 0 | 0 | 0 | 0 | 0 | Carried forward from previous year (small variation for interest)
Tax Trigger Mechanism Adjustment (E)CTRAt | Tax Trigger Mechanism Adjustment (E) | CTRAt | CRC3 | -1.1011 | 0 | -4.9962 | 0 | 0 | 0 | 0 | 0 | 0 | 0 | 0 | Assumptions Outlined
Total allowed Revenue (F): [F= A + B + C + D + E]ARt | Total allowed Revenue (F): [F= A + B + C + D + E] | ARt |  | 430.8229 | 398.7862 | 466.4721 | 463.4712 | 481.2634 | 464.1075 | 481.8731 | 500.32 | 519.4724 | 539.3584 | 560.0052 | F= A + B + C + D + E
Other 1. Excluded services - Top-up, standby, and enhanced system security (G1) (see note 1)ES4 | Other 1. Excluded services - Top-up, standby, and enhanced system security (G1) (see note 1) | ES4 | CRC15 | 2.7033 | 2.7844 | 2.8624 | 0 | 0 | 0 | 0 | 0 | 0 | 0 | 0 | Actuals And Forecast
Other 2. Excluded services - Revenue protection services (G2)ES5 | Other 2. Excluded services - Revenue protection services (G2) | ES5 | CRC15 |  |  |  | 0 | 0 | 0 | 0 | 0 | 0 | 0 | 0 | None
Other 3. Excluded services - Miscellaneous (G3)ES7 | Other 3. Excluded services - Miscellaneous (G3) | ES7 | CRC15 |  |  |  | 0 | 0 | 0 | 0 | 0 | 0 | 0 | 0 | None
Other 4. - blank or if required please provide description (G4) | Other 4. - blank or if required please provide description (G4) | [5 empty] | 0 | 0 | 0 | 0 | 0 | 0 | 0 | 0 | None
Other 5. - blank or if required please provide description (G5) | Other 5. - blank or if required please provide description (G5) | [5 empty] | 0 | 0 | 0 | 0 | 0 | 0 | 0 | 0 | None
Total Other Revenue to be recovered by Use of System Charges (G): [G = G1 + G2 + G3 + G4 +G5] | Total Other Revenue to be recovered by Use of System Charges (G): [G = G1 + G2 + G3 + G4 +G5] |  |  | 2.7033 | 2.7844 | 2.8624 | 0 | 0 | 0 | 0 | 0 | 0 | 0 | 0 | G = G1 + G2 + G3 + G4 +G5
Total Revenue for Use of System Charges (H): [H =F + G] | Total Revenue for Use of System Charges (H): [H =F + G] |  |  | 433.5262 | 401.5706 | 469.3345 | 463.4712 | 481.2634 | 464.1075 | 481.8731 | 500.32 | 519.4724 | 539.3584 | 560.0052 | H = F + G
1. Revenue raised outside CDCM - EDCM and Certain Interconnector Revenue (I1) | 1. Revenue raised outside CDCM - EDCM and Certain Interconnector Revenue (I1) |  |  | 9.9703 | 10.8043 | 12.6275 | 12.4698 | 12.9485 | 12.4869 | 12.9649 | 13.4612 | 13.9765 | 14.5115 | 15.067 | Linked to Allowed Revenue
2. Revenue raised outside CDCM - Voluntary under-recovery (I2) | 2. Revenue raised outside CDCM - Voluntary under-recovery (I2) | [5 empty] | 0 | 0 | 0 | 0 | 0 | 0 | 0 | 0 | None
3. Revenue raised outside CDCM - blank or if required please provide description (I3) | 3. Revenue raised outside CDCM - blank or if required please provide description (I3) | [5 empty] | 0 | 0 | 0 | 0 | 0 | 0 | 0 | 0 | None
4. Revenue raised outside CDCM - blank or if required please provide description (I4) | 4. Revenue raised outside CDCM - blank or if required please provide description (I4) | [5 empty] | 0 | 0 | 0 | 0 | 0 | 0 | 0 | 0 | None
Total Revenue to be raised outside the CDCM (I): [I = I1 + I2 + I3 + I4] | Total Revenue to be raised outside the CDCM (I): [I = I1 + I2 + I3 + I4] |  |  | 9.9703 | 10.8043 | 12.6275 | 12.4698 | 12.9485 | 12.4869 | 12.9649 | 13.4612 | 13.9765 | 14.5115 | 15.067 | I = I1 + I2 + I3 + I4
Latest forecast of CDCM Collected Revenue (J): [J = H - I] | Latest forecast of CDCM Collected Revenue (J): [J = H - I] |  |  | 423.5559 | 390.7663 | 456.707 | 451.0014 | 468.3149 | 451.6206 | 468.9082 | 486.8588 | 505.4959 | 524.8469 | 544.9382 | J = H - I
CDCM Revenue Used in Charging Model | CDCM Revenue Used in Charging Model |  |  | 421.2261 | 401.025 | 456.707 | 451.0014 | 468.3149 | 451.6206 | 468.9082 | 486.8588 | 505.4959 | 524.8469 | 544.9382 | Assumptions Outlined
Final Collected Revenue Forecast (K) | Final Collected Revenue Forecast (K) |  |  | 436.4145 | 412.4571 | 469.3345 | 463.4712 | 481.2634 | 464.1075 | 481.8731 | 500.32 | 519.4724 | 539.3584 | 560.0052 | The units for 13/14 are forecast to be 2% lower than 12/13 on a weather corrected basis – except for Profile class 1 which is forecast to be 1% down.
Forecast Over / (Under) Recovery [being (K - G - F + I2] | Forecast Over / (Under) Recovery [being (K - G - F + I2] |  |  | 2.8883 | 10.8865 | 0 | 0 | 0 | 0 | 0 | 0 | 0 | 0 | 0 | being K - G - F + I2
Forecast overall percentage change to Allowed Revenue (L) | Forecast overall percentage change to Allowed Revenue (L) |  |  |  | -7.436% | 16.97% | -0.6433% | 3.839% | -3.565% | 3.828% | 3.828% | 3.828% | 3.828% | 3.828% | Ft / Ft-1
Overall % change to Use of System Charges effective 1st April of Regulatory Year to balance (M) | Overall % change to Use of System Charges effective 1st April of Regulatory Year to balance (M) |  |  |  | -5.49% | 13.79% | -1.249% | 3.839% | -3.565% | 3.828% | 3.828% | 3.828% | 3.828% | 3.828% | Assumptions Outlined

## Overview
Overview for WPD East Midlands in 2013/14 (April Tariffs 2013/14)
Colour coding
Copyright © 2009-2013 DCUSA Limited and contributors. All rights reserved. |  | Data input
Unused cell in input data table
The use (including modification) of this model is permitted for the purposes of calculating use of system |  | Calculation
charges, testing the impact of changes in input data, and testing the impact of potential changes to the |  | Copy data
model (provided that this notice is not removed). DCUSA Limited reserves the right to modify or revoke |  | Unused cell in calculation table
such permission at any time. |  | Constant value
Unlocked cell for notes
This workbook is structured as a series of named and numbered tables. Above each calculation table, the
algorithm used in the calculations is stated together with hyperlinks to all source data tables.
Some versions of Microsoft Excel have a "Back" button which can be useful when using hyperlinks to navigate
around the workbook. The "Back" button might be in the "Web" toolbar (Microsoft Excel versions up to 2004), or
an additional command which can be added to the "Quick Access Toolbar" (Microsoft Excel versions 2007 and 2010).
Unless stated otherwise, all the data in this model are for illustration only.
List of data tables
This table lists the data tables (inputs and calculations) in the model. Each line contains a link is to the first data cell of the table.
Worksheet | Data table | Type of table
CDCM Revenue | 1001. CDCM Target Revenue Calculations | Input data
Input | 1000. Company, charging year, data version | Input data
Input | 1010. Financial and general assumptions | Composite
Input | 1017. Diversity allowance between top and bottom of network level | Input data
Input | 1018. Proportion of relevant load going through 132kV/HV direct transformation | Input data
Input | 1019. Network model GSP peak demand (MW) | Input data
Input | 1020. Gross asset cost by network level (£) | Input data
Input | 1022. LV service model asset cost (£) | Input data
Input | 1023. HV service model asset cost (£) | Input data
Input | 1025. Matrix of applicability of LV service models to tariffs with fixed charges | Input data
Input | 1026. Matrix of applicability of LV service models to unmetered tariffs | Input data
Input | 1028. Matrix of applicability of HV service models to tariffs with fixed charges | Input data
Input | 1032. Loss adjustment factors to transmission | Input data
Input | 1037. Embedded network (LDNO) discounts | Input data
Input | 1041. Load profile data for demand users | Input data
Input | 1053. Volume forecasts for the charging year | Input data
Input | 1055. Transmission exit charges (£/year) | Input data
Input | 1059. Other expenditure | Input data
Input | 1060. Customer contributions under current connection charging policy | Input data
Input | 1061. Average split of rate 1 units by distribution time band | Input data
Input | 1062. Average split of rate 2 units by distribution time band | Input data
Input | 1064. Average split of rate 1 units by special distribution time band | Input data
Input | 1066. Typical annual hours by special distribution time band | Input data
Input | 1068. Typical annual hours by distribution time band | Input data
Input | 1069. Peaking probabilities by network level | Input data
CDCM Revenue | 1076. Target revenue | Input data
Input | 1092. Average kVAr by kVA, by network level | Input data
Input | 1201. Current tariff information | Input data
LAFs | 2001. Loss adjustment factors to transmission | Composite
LAFs | 2002. Mapping of DRM network levels to core network levels | Fixed data
LAFs | 2003. Loss adjustment factor to transmission for each DRM network level | Sum-product calculation
LAFs | 2004. Loss adjustment factor to transmission for each network level | Combine tables
LAFs | 2005. Network use factors | Fixed data
LAFs | 2006. Proportion going through 132kV/EHV | Calculation
LAFs | 2007. Proportion going through EHV | Calculation
LAFs | 2008. Proportion going through EHV/HV | Calculation
LAFs | 2009. Rerouteing matrix for all network levels | Combine tables
LAFs | 2010. Network use factors: interim step in calculations before adjustments | Sum-product calculation
LAFs | 2011. Network use factors for all tariffs | Combine tables
LAFs | 2012. Loss adjustment factors between end user meter reading and each network level, scaled by network use | Calculation
DRM | 2101. Annuity rate | Calculation
DRM | 2102. Loss adjustment factor to transmission for each core level | Combine tables
DRM | 2103. Loss adjustment factors | Composite
DRM | 2104. Diversity calculations | Special calculation
DRM | 2105. Network model total maximum demand at substation (MW) | Calculation
DRM | 2106. Network model contribution to system maximum load measured at network level exit (MW) | Calculation
DRM | 2107. Rerouteing matrix for DRM network levels | Combine tables
DRM | 2108. GSP simultaneous maximum load assumed through each network level (MW) | Sum-product calculation
DRM | 2109. Network model annuity by simultaneous maximum load for each network level (£/kW/year) | Calculation
SM | 2201. Asset £/customer from LV service models | Sum-product calculation
SM | 2202. Asset £/(MWh/year) from LV service models | Sum-product calculation
SM | 2203. Service model asset p/kWh charge for unmetered tariffs | Calculation
SM | 2204. Asset £/customer from HV service models | Sum-product calculation
SM | 2205. Service model assets by tariff (£) | Combine tables
SM | 2206. Replacement annuities for service models | Composite
Loads | 2301. Demand coefficient (load at time of system maximum load divided by average load) | Calculation
Loads | 2302. Load coefficient | Combine tables
Loads | 2303. Discount map | Fixed data
Loads | 2304. LDNO discounts and volumes adjusted for discount | Composite
Loads | 2305. Equivalent volume for each end user | Cell summation
Multi | 2401. Adjust annual hours by distribution time band to match days in year | Composite
Multi | 2402. Normalisation of split of rate 1 units by time band | Composite
Multi | 2403. Split of rate 1 units between distribution time bands | Combine tables
Multi | 2404. Normalisation of split of rate 2 units by time band | Composite
Multi | 2405. Split of rate 2 units between distribution time bands | Combine tables
Multi | 2406. Split of rate 3 units between distribution time bands (default) | Fixed data
Multi | 2407. All units (MWh) | Calculation
Multi | 2408. Calculation of implied load coefficients for two-rate users | Calculation
Multi | 2409. Calculation of implied load coefficients for three-rate users | Calculation
Multi | 2410. Calculation of adjusted time band load coefficients | Composite
Multi | 2411. Normalisation of peaking probabilities | Composite
Multi | 2412. Peaking probabilities by network level (reshaped) | Reshape table
Multi | 2413. Pseudo load coefficient by time band and network level | Calculation
Multi | 2414. Unit rate 1 pseudo load coefficient by network level | Sum-product calculation
Multi | 2415. Unit rate 2 pseudo load coefficient by network level | Sum-product calculation
Multi | 2416. Unit rate 3 pseudo load coefficient by network level | Sum-product calculation
Multi | 2417. Adjust annual hours by special distribution time band to match days in year | Composite
Multi | 2418. Normalisation of split of rate 1 units by special time band | Composite
Multi | 2419. Split of rate 1 units between special distribution time bands | Combine tables
Multi | 2420. Split of rate 2 units between special distribution time bands (default) | Fixed data
Multi | 2421. Split of rate 3 units between special distribution time bands (default) | Fixed data
Multi | 2422. Calculation of implied special load coefficients for one-rate users | Calculation
Multi | 2423. Calculation of implied special load coefficients for three-rate users | Calculation
Multi | 2424. Estimated contributions to peak demand | Composite
Multi | 2425. Mapping of tariffs to tariff groups for coincidence adjustment factor | Fixed data
Multi | 2426. Group contribution to first-band peak kW | Sum-product calculation
Multi | 2427. Group contribution to system-peak-time kW | Sum-product calculation
Multi | 2428. Load coefficient correction factor for each group | Calculation
Multi | 2429. Load coefficient correction factor (based on group) | Sum-product calculation
Multi | 2430. Calculation of special peaking probabilities | Composite
Multi | 2431. Special peaking probabilities by network level | Combine tables
Multi | 2432. Special peaking probabilities by network level (reshaped) | Reshape table
Multi | 2433. Pseudo load coefficient by time band and network level | Calculation
Multi | 2434. Unit rate 1 pseudo load coefficient by network level (special) | Sum-product calculation
Multi | 2435. Unit rate 2 pseudo load coefficient by network level (special) | Sum-product calculation
Multi | 2436. Unit rate 3 pseudo load coefficient by network level (special) | Sum-product calculation
Multi | 2437. Unit rate 1 pseudo load coefficient by network level (combined) | Combine tables
Multi | 2438. Unit rate 2 pseudo load coefficient by network level (combined) | Combine tables
Multi | 2439. Unit rate 3 pseudo load coefficient by network level (combined) | Combine tables
SMD | 2501. Contributions of users on one-rate multi tariffs to system simultaneous maximum load by network level (kW) | Calculation
SMD | 2502. Contributions of users on two-rate multi tariffs to system simultaneous maximum load by network level (kW) | Calculation
SMD | 2503. Contributions of users on three-rate multi tariffs to system simultaneous maximum load by network level (kW) | Calculation
SMD | 2504. Estimated contributions of users on each tariff to system simultaneous maximum load by network level (kW) | Calculation
SMD | 2505. Contributions of users on each tariff to system simultaneous maximum load by network level (kW) | Combine tables
SMD | 2506. Forecast system simultaneous maximum load (kW) from forecast units | Cell summation
AMD | 2601. Pre-processing of data for standing charge factors | Composite
AMD | 2602. Standing charges factors adapted to use 132kV/HV | Combine tables
AMD | 2603. Capacity-based contributions to chargeable aggregate maximum load by network level (kW) | Calculation
AMD | 2604. Unit-based contributions to chargeable aggregate maximum load (kW) | Calculation
AMD | 2605. Contributions to aggregate maximum load by network level (kW) | Combine tables
AMD | 2606. Forecast chargeable aggregate maximum load (kW) | Cell summation
AMD | 2607. Forecast simultaneous load subject to standing charge factors (kW) | Calculation
AMD | 2608. Forecast simultaneous load replaced by standing charge (kW) | Cell summation
AMD | 2609. Calculated LV diversity allowance | Calculation
AMD | 2610. Network level mapping for diversity allowances | Fixed data
AMD | 2611. Diversity allowances including 132kV/HV | Sum-product calculation
AMD | 2612. Diversity allowances (including calculated LV value) | Combine tables
AMD | 2613. Forecast simultaneous maximum load (kW) adjusted for standing charges | Calculation
Otex | 2701. Operating expenditure coded by network level (£/year) | Combine tables
Otex | 2702. Network model assets (£) scaled by load forecast | Calculation
Otex | 2703. Annual consumption by tariff for unmetered users (MWh) | Copy cells
Otex | 2704. Total unmetered units | Cell summation
Otex | 2705. Service model asset data | Composite
Otex | 2706. Data for allocation of operating expenditure | Composite
Otex | 2707. Amount of expenditure to be allocated according to asset values (£/year) | Calculation
Otex | 2708. Total operating expenditure by network level (£/year) | Calculation
Otex | 2709. Operating expenditure percentage by network level | Calculation
Otex | 2710. Unit operating expenditure based on simultaneous maximum load (£/kW/year) | Calculation
Otex | 2711. Operating expenditure for customer assets p/MPAN/day | Composite
Otex | 2712. Operating expenditure for unmetered customer assets (p/kWh) | Calculation
Contrib | 2801. Network level of supply (for customer contributions) by tariff | Fixed data
Contrib | 2802. Contribution proportion of asset annuities, by customer type and network level of assets | Calculation
Contrib | 2803. Proportion of assets annuities deemed to be covered by customer contributions | Sum-product calculation
Contrib | 2804. Proportion of annual charge covered by contributions (for all charging levels) | Combine tables
Yard | 2901. Unit cost at each level, £/kW/year (relative to system simultaneous maximum load) | Combine tables
Yard | 2902. Pay-as-you-go yardstick unit costs by charging level (p/kWh) | Calculation
Yard | 2903. Pay-as-you-go unit rate 1 p/kWh | Composite
Yard | 2904. Pay-as-you-go unit rate 2 p/kWh | Composite
Yard | 2905. Pay-as-you-go unit rate 3 p/kWh | Composite
Standing | 3001. Costs based on aggregate maximum load (£/kW/year) | Calculation
Standing | 3002. Capacity elements p/kVA/day | Calculation
Standing | 3003. Yardstick unit rate p/kWh (taking account of standing charges) | Composite
Standing | 3004. Unit rate 1 (taking account of standing charges) | Composite
Standing | 3005. Unit rate 2 (taking account of standing charges) | Composite
Standing | 3006. Unit rate 3 (taking account of standing charges) | Composite
NHH | 3101. Average maximum kVA/MPAN by end user class, for user classes without an agreed import capacity | Calculation
NHH | 3102. Capacity-driven fixed charge elements from standing charges factors p/MPAN/day | Calculation
NHH | 3103. Statistics for tariffs charged for LV circuits on an exit point basis | Composite
NHH | 3104. Aggregate data for tariffs charged for LV circuits on an exit point basis | Composite
NHH | 3105. LV fixed charge elements from standing charges factors p/MPAN/day | Calculation
NHH | 3106. Fixed charge elements from standing charges factors p/MPAN/day | Combine tables
Reactive | 3201. Standard components p/kWh for reactive power (absolute value) | Calculation
Reactive | 3202. Standard reactive p/kVArh | Calculation
Reactive | 3203. Network use factors for generator reactive unit charges | Fixed data
Reactive | 3204. Absolute value of load coefficient (kW peak / average kW) | Calculation
Reactive | 3205. Pay-as-you-go components p/kWh for reactive power (absolute value) | Calculation
Reactive | 3206. Pay-as-you-go reactive p/kVArh | Calculation
Aggreg | 3301. Unit rate 1 p/kWh (elements) | Combine tables
Aggreg | 3302. Unit rate 2 p/kWh (elements) | Combine tables
Aggreg | 3303. Unit rate 3 p/kWh (elements) | Combine tables
Aggreg | 3304. Fixed charge p/MPAN/day (elements) | Combine tables
Aggreg | 3305. Capacity charge p/kVA/day (elements) | Copy cells
Aggreg | 3306. Reactive power charge p/kVArh (elements) | Combine tables
Aggreg | 3307. Summary of charges before revenue matching | Cell summation
Revenue | 3401. Net revenues by tariff before matching (£) | Calculation
Revenue | 3402. Target Revenue £/year | Calculation
Revenue | 3403. Revenue surplus or shortfall | Composite
Scaler | 3501. Factor to scale to £1/kW at transmission exit level | Calculation
Scaler | 3502. Applicability factor for £1/kW scaler | Combine tables
Scaler | 3503. Scalable elements of tariff components | Sum-product calculation
Scaler | 3504. Marginal revenue effect of scaler | Calculation
Scaler | 3505. Scaler value at which the minimum is breached | Calculation
Scaler | 3506. Constraint-free solution | Special calculation
Scaler | 3507. Starting point | Special calculation
Scaler | 3508. Solve for General scaler rate | Composite
Scaler | 3509. General scaler rate | Optimisation result
Scaler | 3510. Scaler | Calculation
Adjust | 3601. Tariffs before rounding | Calculation
Adjust | 3602. Decimal places | Fixed data
Adjust | 3603. Tariff rounding | Calculation
Adjust | 3604. All the way tariffs | Calculation
Adjust | 3605. Net revenues by tariff from rounding | Calculation
Adjust | 3606. Revenue forecast summary | Composite
Adjust | 3607. Tariffs | Calculation
Tariffs | 3701. Tariffs | Composite
Summary | 3801. Workbook build options and main parameters | Composite
Summary | 3802. Revenue summary | Composite
Summary | 3803. Revenue summary by tariff component | Cell summation
M-Rev | 3901. Revenue matrix by tariff | Composite
M-Rev | 3902. Revenues by charging element and network level | Cell summation
CData | 4001. Revenues under current tariffs (£) | Calculation
CData | 4002. All-the-way volumes | Copy cells
CData | 4003. Normalised to | Fixed data
CData | 4004. Normalised volumes for comparisons | Calculation
CData | 4005. LDNO LV charges (normalised £) | Copy cells
CData | 4006. LDNO HV charges (normalised £) | Copy cells
CTables | 4101. Comparison with current all-the-way demand tariffs | Composite
CTables | 4102. LDNO margins in use of system charges | Composite
M-ATW | Tariff matrices | Notes
Model identification
Version 101.2: pre-release incorporating CDCM Model version 101 and DCP 130
Date published: 21/02/2013

## CDCM Revenues
CDCM Revnues for WPD East Midlands in 2013/14 (April Tariffs 2013/14)
1001. CDCM Target Revenue Calculations
Description | Licence Term | CRC | 2013/14 (£) | 1 | 2014/15 | 1
Base Demand Before Inflation (A1) | PUt | CRC3 | 398700000 | 2 | 2015/16 | 2
RPI Effective % (A2) | PIADt | CRC3 | 1.1659 | 3 | 2016/17 | 3
Merger adjustment (A3) | MGt | CRC3 |  | 4 | 2017/18 | 4
Base Demand Revenue (A): [A = A1 * A2 - A3] | BRt | CRC3 | 464852254.1915 | 5 | 2018/19 | 5
Pass-Through Business Rates (B1) | RBt | CRC4 | -2611511.4367 | 6 | 2019/20 | 6
Pass-Through Licence Fees (B2) | LFt | CRC4 | -141669.3079 | 7 | 2020/21 | 7
Pass-Through Transmission Exit (B3) | TBt | CRC4 | -244202.7107 | 8 | 2021/22 | 8
Price Control Reopener (B4) | UNCt | CRC4 | 0 | 9 | 2022/23 | 9
Pass-Through Others (B5) | MPTt, HBt, IEDt | CRC4 | 0
Allowed Pass-Through Items (B): [B = B1 + B2 + B3 +B4 + B5] | PTt | CRC3 | -2997383.4553
Losses Incentive (C1) | UILt | CRC7 | 0 |  | Choose the year using Key above
| PCOLt | CRC7 | 0 |  |  | 1
| -COLt | CRC7 | 0
| PPLt | CRC7 | 0 |  | e.g. 6 = 2019/20
Quality of service incentive adjustment (C2) | IQt | CRC8 | 25359322.1196
Transmission connection point charges incentive adjustment (C3) | ITt | CRC9 | -12012812.4415
Innovation funding incentive adjustment (C4) | IFIt | CRC10 | 178320 |  |  | 2014/15
Incentive revenue for Distributed Generation (C5) | IGt | CRC11 | 2542915.916
Connection Guaranteed Standards Systems & Processes penalty (C6) | CGSRAt,CGSSPt & AUMt | CRC12 | 0
Low Carbon Networks Fund (C7) | LCN1t | CRC13 | 880000
| LCN2t | CRC13 | 3770000
| LCN3t | CRC13 | 0
Incentive Revenue and Other Adjustments (C): [C = C1 + C2 + C3 + C4 + C5 + C6 + C7] |  |  | 20717745.5941
Correction Factor (D) | -Kt | CRC3 | -11104265.049
Tax Trigger Mechanism Adjustment (E) | CTRAt | CRC3 | -4996240.1836
Total allowed Revenue (F): [F= A + B + C + D + E] | ARt |  | 466472111.0976
Other 1. Excluded services - Top-up, standby, and enhanced system security (G1) (see note 1) | ES4 | CRC15 | 2862400.3931
Other 2. Excluded services - Revenue protection services (G2) (see note 1) | ES5 | CRC15
Other 3. Excluded services - Miscellaneous (G3) (see note 1) | ES7 | CRC15
Other 4. - blank or if required please provide description (G4)
Other 5. - blank or if required please provide description (G5)
Total Other Revenue to be recovered by Use of System Charges (G): [G = G1 + G2 + G3 + G4 +G5] |  |  | 2862400.3931
Total Revenue for Use of System Charges (H): [H =F + G] |  |  | 469334511.4908
1. Revenue raised outside CDCM - EDCM and Certain Interconnector Revenue (I1) |  |  | 12627525.6394
2. Revenue raised outside CDCM - Voluntary under-recovery (I2)
3. Revenue raised outside CDCM - blank or if required please provide description (I3)
4. Revenue raised outside CDCM - blank or if required please provide description (I4)
Total Revenue to be raised outside the CDCM (I): [I = I1 + I2 + I3 + I4] |  |  | 12627525.6394
CDCM Target Revenue (J): [J = H - I] |  |  | 456706985.8513
Note 1: Cost categories associated with excluded services should only be populated if the Company recovers the costs of providing these services from Use of System charges.
1076. Target revenue
Source: CDCM Revenues
| CDCM Target Revenue (£/year) |  | NGC Exit Forecast
Target revenue | 456706985.8513 |  | 11318569.0537
| 0.0518 | 1.0518
| 0.029667 | 1.083
1 | 0.028 | 1.1133 | 10.1664 | 11.3186
2 | 0.028 | 1.1445 | 10.0174 | 11.4649
3 | 0.028 | 1.1765 | 10.0294 | 11.8001
4 | 0.028 | 1.2095 | 10.397 | 12.5751
5 | 0.028 | 1.2434 | 10.4091 | 12.9422
6 | 0.028 | 1.2782 | 11.0366 | 14.1066
7 | 0.028 | 1.314 | 11.3085 | 14.8589
8 | 0.028 | 1.3507 | 12.0196 | 16.2355
9 | 0.028 | 1.3886 | 13.0864 | 18.1713

## Input
Input data for WPD East Midlands in 2013/14 (April Tariffs 2013/14)
This sheet contains all the input data (except LLFCs, which are entered directly into the Tariff sheet).
1000. Company, charging year, data version
| Company | Year | Version
Company, charging year, data version | WPD East Midlands | 2013/14 | April Tariffs 2013/14
1010. Financial and general assumptions
Sources: financial assumptions; calendar; network model.
These financial assumptions determine the annuity rate applied to convert the asset values of the network model into an annual charge.
| Rate of return | Annualisation period (years) | Annuity proportion for customer-contributed assets | Power factor | Days in the charging year
Financial and general assumptions | 5.6% | 40 | 0 | 0.95 | 365
1017. Diversity allowance between top and bottom of network level
Source: operational data analysis and/or network model.
The diversity figure against GSP is the diversity between GSP Group (the whole system) and individual GSPs.
The diversity figure against 132kV is the diversity between GSPs (the top of the 132kV network) and 132kV/EHV bulk supply points (the bottom of the 132kV network).
The diversity figure against EHV is the diversity between 132kV/EHV bulk supply points (the top of the EHV network) and EHV/HV primary substations (the bottom of the EHV network).
The diversity figure against HV is the diversity between EHV/HV primary substations (the top of the HV network) and HV/LV substations (the bottom of the HV network).
Diversity allowance between top and bottom of network level
GSPs | 2.471%
132kV | 4.501%
132kV/EHV
EHV | 7.902%
EHV/HV
HV | 34%
HV/LV
LV circuits
1018. Proportion of relevant load going through 132kV/HV direct transformation
132kV/HV
EHV/HV | 7.504%
1019. Network model GSP peak demand (MW)
Network model GSP peak demand (MW)
Network model GSP peak demand (MW) | 500
1020. Gross asset cost by network level (£)
Gross assets £
132kV | 80687373
132kV/EHV | 27014302
EHV | 38536126
EHV/HV | 54028073
132kV/HV | 3931805
HV | 95303265
HV/LV | 62053432
LV circuits | 68876299
1022. LV service model asset cost (£)
| LV service model 1 | LV service model 2 | LV service model 3 | LV service model 4 | LV service model 5 | LV service model 6 | LV service model 7 | LV service model 8
LV service model asset cost (£) | 4689.7767 | 578.9438 | 683.8749 | 509.4741 | 1169.0366 | 858.6035 | 0 | 450.3143
1023. HV service model asset cost (£)
| HV service model 1 | HV service model 2 | HV service model 3 | HV service model 4 | HV service model 5
HV service model asset cost (£) | 8748.3778 | 4299.3136
1025. Matrix of applicability of LV service models to tariffs with fixed charges
| LV service model 1 | LV service model 2 | LV service model 3 | LV service model 4 | LV service model 5 | LV service model 6 | LV service model 7 | LV service model 8
Domestic Unrestricted | 5% | 0% | 0% | 0% | 0% | 0% | 0% | 0%
Domestic Two Rate | 5% | 0% | 0% | 0% | 0% | 0% | 0% | 0%
Small Non Domestic Unrestricted | 0% | 100% | 0% | 0% | 0% | 0% | 0% | 0%
Small Non Domestic Two Rate | 0% | 100% | 0% | 0% | 0% | 0% | 0% | 0%
LV Medium Non-Domestic | 0% | 0% | 100% | 0% | 0% | 0% | 0% | 0%
LV Sub Medium Non-Domestic | 0% | 0% | 0% | 100% | 0% | 0% | 0% | 0%
LV HH Metered | 0% | 0% | 0% | 0% | 100% | 0% | 0% | 0%
LV Sub HH Metered | 0% | 0% | 0% | 0% | 0% | 100% | 0% | 0%
LV Generation NHH | 0% | 0% | 0% | 0% | 0% | 0% | 100% | 0%
LV Sub Generation NHH | 0% | 0% | 0% | 0% | 0% | 0% | 100% | 0%
LV Generation Intermittent | 0% | 0% | 0% | 0% | 0% | 0% | 100% | 0%
LV Generation Non-Intermittent | 0% | 0% | 0% | 0% | 0% | 0% | 0% | 0%
LV Sub Generation Intermittent | 0% | 0% | 0% | 0% | 0% | 0% | 0% | 0%
LV Sub Generation Non-Intermittent | 0% | 0% | 0% | 0% | 0% | 0% | 0% | 0%
1026. Matrix of applicability of LV service models to unmetered tariffs
Source: service models
Proportion of service model involved in connecting load of 1 MWh/year
| LV service model 1 | LV service model 2 | LV service model 3 | LV service model 4 | LV service model 5 | LV service model 6 | LV service model 7 | LV service model 8
All LV unmetered tariffs | 0 | 0 | 0 | 0 | 0 | 0 | 0 | 0.488
1028. Matrix of applicability of HV service models to tariffs with fixed charges
| HV service model 1 | HV service model 2 | HV service model 3 | HV service model 4 | HV service model 5
HV Medium Non-Domestic | 100% | 0% | 0% | 0% | 0%
HV HH Metered | 100% | 0% | 0% | 0% | 0%
HV Sub HH Metered | 100% | 0% | 0% | 0% | 0%
HV Generation Intermittent | 0% | 100% | 0% | 0% | 0%
HV Generation Non-Intermittent | 0% | 100% | 0% | 0% | 0%
HV Sub Generation Intermittent | 0% | 100% | 0% | 0% | 0%
HV Sub Generation Non-Intermittent | 0% | 100% | 0% | 0% | 0%
1032. Loss adjustment factors to transmission
Source: losses model or loss adjustment factors at time of system peak.
| 132kV | 132kV/EHV | EHV | EHV/HV | HV | HV/LV | LV circuits
Loss adjustment factor | 1.001 | 1.003 | 1.006 | 1.029 | 1.047 | 1.062 | 1.118
1037. Embedded network (LDNO) discounts
Source: separate price control disaggregation model.
| No discount | LDNO LV: LV user | LDNO HV: LV user | LDNO HV: LV sub user | LDNO HV: HV user
LDNO discount |  | 28.42% | 46.96% | 24.91% | 15.57%
1041. Load profile data for demand users
Source: load data analysis.
| Coincidence factor | Load factor
Domestic Unrestricted | 0.90293 | 0.40726
Domestic Two Rate | 0.8018 | 0.43412
Domestic Off Peak (related MPAN) |  | 0.098541
Small Non Domestic Unrestricted | 0.6066 | 0.35139
Small Non Domestic Two Rate | 0.72194 | 0.49872
Small Non Domestic Off Peak (related MPAN) | 0 | 0.22543
LV Medium Non-Domestic | 0.73737 | 0.49183
LV Sub Medium Non-Domestic | 0.73737 | 0.49183
HV Medium Non-Domestic | 0.63289 | 0.40613
LV HH Metered | 0.77707 | 0.55324
LV Sub HH Metered | 0.77707 | 0.55324
HV HH Metered | 0.81943 | 0.70518
HV Sub HH Metered | 0.81943 | 0.70518
NHH UMS category A | 1 | 1
NHH UMS category B | 1 | 0.4735
NHH UMS category C | 1 | 0.25935
NHH UMS category D | 0.075333 | 0.554
LV UMS (Pseudo HH Metered) | 0.97569 | 0.47852
1053. Volume forecasts for the charging year
Source: forecast.
Please include MPAN counts for tariffs with no fixed charge (e.g. off-peak tariffs),
but exclude MPANs on tariffs with a fixed charge that are not subject to a fixed charge due to a site grouping arrangement.
| Rate 1 units (MWh) | Rate 2 units (MWh) | Rate 3 units (MWh) | MPANs | Import capacity (kVA) | Reactive power units (MVArh)
> Domestic Unrestricted
Domestic Unrestricted | 4973722.0213 |  |  | 1447904
LDNO LV: Domestic Unrestricted | 5674.809 |  |  | 6589
LDNO HV: Domestic Unrestricted | 12343.209 |  |  | 8253
> Domestic Two Rate
Domestic Two Rate | 2984526.1419 | 1437154.7801 |  | 947638
LDNO LV: Domestic Two Rate | 720.841 | 266.095 |  | 322
LDNO HV: Domestic Two Rate | 1189.512 | 380.143 |  | 659
> Domestic Off Peak (related MPAN)
Domestic Off Peak (related MPAN) | 158033.5789
LDNO LV: Domestic Off Peak (related MPAN)
LDNO HV: Domestic Off Peak (related MPAN)
> Small Non Domestic Unrestricted
Small Non Domestic Unrestricted | 1126425.6614 |  |  | 92112
LDNO LV: Small Non Domestic Unrestricted | 726.996 |  |  | 229
LDNO HV: Small Non Domestic Unrestricted | 3327.372 |  |  | 302
> Small Non Domestic Two Rate
Small Non Domestic Two Rate | 1691884.7402 | 440830.4581 |  | 81339
LDNO LV: Small Non Domestic Two Rate | 0 | 0 |  | 0
LDNO HV: Small Non Domestic Two Rate | 311.308 | 265.263 |  | 19
> Small Non Domestic Off Peak (related MPAN)
Small Non Domestic Off Peak (related MPAN) | 6382.2956
LDNO LV: Small Non Domestic Off Peak (related MPAN)
LDNO HV: Small Non Domestic Off Peak (related MPAN)
> LV Medium Non-Domestic
LV Medium Non-Domestic | 727288.7981 | 188921.5257 |  | 7839
LDNO LV: LV Medium Non-Domestic | 96.205 | 30.966 |  | 2
LDNO HV: LV Medium Non-Domestic | 2220.132 | 464.704 |  | 0
> LV Sub Medium Non-Domestic
LV Sub Medium Non-Domestic | 38.4905 | 18.7356 |  | 0
> HV Medium Non-Domestic
HV Medium Non-Domestic | 24067.3903 | 6823.5574 |  | 181
> LV HH Metered
LV HH Metered | 320952.5263 | 1266371.5549 | 1358331.9434 | 7777 | 1533000 | 308076.0442
LDNO LV: LV HH Metered | 0 | 0 | 0 | 0 |  | 0
LDNO HV: LV HH Metered | 2509.0862 | 9897.9627 | 11062.0156 | 39 | 14000 | 2380.1926
> LV Sub HH Metered
LV Sub HH Metered | 2624.6772 | 9854.1177 | 11896.2949 | 39 | 22000 | 873.4438
LDNO HV: LV Sub HH Metered |  |  |  | 0 |  | 0
> HV HH Metered
HV HH Metered | 793024.2538 | 3043019.4435 | 4150476.1702 | 2865 | 2656000 | 686770.4126
LDNO HV: HV HH Metered | 856.1951 | 2972.0721 | 2585.3137 | 2 | 2000 | 7.523
> HV Sub HH Metered
HV Sub HH Metered
> NHH UMS category A
NHH UMS category A | 59506.7269
LDNO LV: NHH UMS category A | 19.3644
LDNO HV: NHH UMS category A | 168.6921
> NHH UMS category B
NHH UMS category B | 23165.0746
LDNO LV: NHH UMS category B | 7.5383
LDNO HV: NHH UMS category B | 65.6693
> NHH UMS category C
NHH UMS category C | 293.508
LDNO LV: NHH UMS category C | 0.095512
LDNO HV: NHH UMS category C | 0.83205
> NHH UMS category D
NHH UMS category D | 8948.1549
LDNO LV: NHH UMS category D | 2.9119
LDNO HV: NHH UMS category D | 25.3666
> LV UMS (Pseudo HH Metered)
LV UMS (Pseudo HH Metered) | 13602.7051 | 31529.1217 | 234861.167
LDNO LV: LV UMS (Pseudo HH Metered)
LDNO HV: LV UMS (Pseudo HH Metered)
> LV Generation NHH
LV Generation NHH | 575.954 |  |  | 103
LDNO LV: LV Generation NHH | 7.7808 |  |  | 0
LDNO HV: LV Generation NHH |  |  |  | 0
> LV Sub Generation NHH
LV Sub Generation NHH |  |  |  | 0
LDNO HV: LV Sub Generation NHH |  |  |  | 0
> LV Generation Intermittent
LV Generation Intermittent | 687.096 |  |  | 30 |  | 144.331
LDNO LV: LV Generation Intermittent
LDNO HV: LV Generation Intermittent
> LV Generation Non-Intermittent
LV Generation Non-Intermittent | 177.015 | 655.023 | 895.177 | 42 |  | 116.8734
LDNO LV: LV Generation Non-Intermittent
LDNO HV: LV Generation Non-Intermittent
> LV Sub Generation Intermittent
LV Sub Generation Intermittent | 0 |  |  | 0 |  | 0.0864
LDNO HV: LV Sub Generation Intermittent
> LV Sub Generation Non-Intermittent
LV Sub Generation Non-Intermittent | 1829.405 | 7002.248 | 7796.084 |  |  | 0
LDNO HV: LV Sub Generation Non-Intermittent
> HV Generation Intermittent
HV Generation Intermittent | 3012.548 |  |  | 11 |  | 32.7444
LDNO HV: HV Generation Intermittent
> HV Generation Non-Intermittent
HV Generation Non-Intermittent | 55034.795 | 173353.844 | 342427.519 | 143 |  | 5779.5234
LDNO HV: HV Generation Non-Intermittent
> HV Sub Generation Intermittent
HV Sub Generation Intermittent
> HV Sub Generation Non-Intermittent
HV Sub Generation Non-Intermittent |  |  |  | 0
1055. Transmission exit charges (£/year)
Source: forecast.
Transmission exit
Transmission exit charges (£/year) | 11318569.0537
1059. Other expenditure
| Direct cost (£/year) | Indirect cost (£/year) | Indirect cost proportion | Network rates (£/year)
Other expenditure | 28191422.5525 | 135140908.6783 | 60% | 34967727
1060. Customer contributions under current connection charging policy
Source: analysis of expenditure data and/or survey of capital expenditure schemes.
Customer contribution percentages by network level of supply and by asset network level.
These proportions should reflect the current connection charging method, not necessarily the method that was in place when the connection was built.
| Assets 132kV | Assets 132kV/EHV | Assets EHV | Assets EHV/HV | Assets 132kV/HV | Assets HV | Assets HV/LV | Assets LV circuits
LV network | 0% | 0% | 0% | 0% | 0% | 47.91% | 70.89% | 93.87%
LV substation | 0% | 0% | 0% | 0% | 0% | 47.91% | 70.89%
HV network | 0% | 0% | 6.542% | 35.16% | 35.16% | 63.78%
HV substation | 0% | 0% | 6.542% | 35.16%
1061. Average split of rate 1 units by distribution time band
| Red | Amber | Green
Domestic Two Rate | 15.07% | 41.05% | 43.88%
Domestic Off Peak (related MPAN) | 3.071% | 32.88% | 64.05%
Small Non Domestic Two Rate | 12.71% | 51.11% | 36.18%
Small Non Domestic Off Peak (related MPAN) | 1.656% | 19.07% | 79.27%
LV Medium Non-Domestic | 13.67% | 53.7% | 32.62%
LV Sub Medium Non-Domestic | 13.67% | 53.7% | 32.62%
HV Medium Non-Domestic | 13.48% | 56.74% | 29.78%
1062. Average split of rate 2 units by distribution time band
| Red | Amber | Green
Domestic Two Rate | 0% | 0% | 100%
Small Non Domestic Two Rate | 0% | 0% | 100%
LV Medium Non-Domestic | 0% | 0% | 100%
LV Sub Medium Non-Domestic | 0% | 0% | 100%
HV Medium Non-Domestic | 0% | 0% | 100%
1064. Average split of rate 1 units by special distribution time band
| Black | Yellow | Green
NHH UMS category A | 2.968% | 37.25% | 59.78%
NHH UMS category B | 5.078% | 8.927% | 86%
NHH UMS category C | 9.743% | 17.85% | 72.41%
NHH UMS category D | 1.561% | 60.73% | 37.71%
1066. Typical annual hours by special distribution time band
Source: definition of distribution time bands.
The figures in this table will be automatically adjusted to match the number of days in the charging period.
| Black | Yellow | Green
Annual hours | 258 | 3265.5 | 5236.5
1068. Typical annual hours by distribution time band
Source: definition of distribution time bands.
The figures in this table will be automatically adjusted to match the number of days in the charging period.
| Red | Amber | Green
Annual hours | 783 | 2740.5 | 5236.5
1069. Peaking probabilities by network level
Source: analysis of network operation data.
Red, amber and green peaking probabilities
| Red | Amber | Green | Black peaking probabilities
GSPs | 100% |  |  | 100%
132kV | 83.43% | 15.51% | 1.061% | 82.16%
132kV/EHV | 83.43% | 15.51% | 1.061% | 82.16%
EHV | 69.29% | 26.9% | 3.808% | 67.54%
EHV/HV | 69.29% | 26.9% | 3.808% | 67.54%
132kV/HV | 83.43% | 15.51% | 1.061% | 82.16%
HV | 69.29% | 26.9% | 3.808% | 67.54%
HV/LV | 69.29% | 26.9% | 3.808% | 67.54%
LV circuits | 69.29% | 26.9% | 3.808% | 67.54%
1092. Average kVAr by kVA, by network level
Source: analysis of operational data.
This is the average of MVAr/MVA or SQRT(1-PF^2) across relevant network elements.
| GSPs | 132kV | 132kV/EHV | EHV | EHV/HV | 132kV/HV | HV | HV/LV | LV circuits
Average kVAr by kVA, by network level | 0.29066 | 0.29066 | 0.29066 | 0.29066 | 0.29066 | 0.29066 | 0.29066 | 0.29066 | 0.29066
1201. Current tariff information
| Current revenues if known (£) | Current Unit rate 1 p/kWh | Current Unit rate 2 p/kWh | Current Unit rate 3 p/kWh | Current Fixed charge p/MPAN/day | Current Capacity charge p/kVA/day | Current Reactive power charge p/kVArh
Domestic Unrestricted |  | 1.931 | 0 | 0 | 3.72 | 0 | 0
Domestic Two Rate |  | 2.413 | 0.057 | 0 | 3.72 | 0 | 0
Domestic Off Peak (related MPAN) |  | 0.418 | 0 | 0 | 0 | 0 | 0
Small Non Domestic Unrestricted |  | 1.695 | 0 | 0 | 5 | 0 | 0
Small Non Domestic Two Rate |  | 1.861 | 0.049 | 0 | 5 | 0 | 0
Small Non Domestic Off Peak (related MPAN) |  | 0.277 | 0 | 0 | 0 | 0 | 0
LV Medium Non-Domestic |  | 1.763 | 0.043 | 0 | 31.18 | 0 | 0
LV Sub Medium Non-Domestic |  | 1.242 | 0.029 | 0 | 9.31 | 0 | 0
HV Medium Non-Domestic |  | 1.063 | 0.014 | 0 | 253.83 | 0 | 0
LV HH Metered |  | 8.255 | 0.569 | 0.033 | 9.31 | 2.21 | 0.314
LV Sub HH Metered |  | 6.683 | 0.409 | 0.022 | 9.31 | 3 | 0.256
HV HH Metered |  | 4.934 | 0.231 | 0.01 | 93.62 | 3.86 | 0.159
HV Sub HH Metered |  | 4.403 | 0.178 | 0.007 | 93.62 | 3.2 | 0.144
NHH UMS category A | #VALUE! | #VALUE!
NHH UMS category B | #VALUE! | #VALUE!
NHH UMS category C | #VALUE! | #VALUE!
NHH UMS category D | #VALUE! | #VALUE!
LV UMS (Pseudo HH Metered) |  | 25.432 | 2.479 | 0.686

## LAFs
Loss adjustment factors and network use matrices for WPD East Midlands in 2013/14 (April Tariffs 2013/14)
This sheet calculates matrices of loss adjustment factors and of network use factors.
These matrices map out the extent to which each type of user uses each level of the network, and are used throughout the workbook.
2001. Loss adjustment factors to transmission
Data sources:
x1 = Network level for each tariff (to get loss factors applicable to capacity) (in Loss adjustment factors to transmission)
x2 = 1032. Loss adjustment factors to transmission
Kind: | Fixed data | [6 empty] | Sum-product calculation
Formula: | [7 empty] | =SUMPRODUCT(x1, x2)
Network level for each tariff (to get loss factors applicable to capacity)
| 132kV | 132kV/EHV | EHV | EHV/HV | HV | HV/LV | LV circuits | Loss adjustment factor
Domestic Unrestricted | 0 | 0 | 0 | 0 | 0 | 0 | 1 | 1.118
Domestic Two Rate | 0 | 0 | 0 | 0 | 0 | 0 | 1 | 1.118
Domestic Off Peak (related MPAN) | 0 | 0 | 0 | 0 | 0 | 0 | 1 | 1.118
Small Non Domestic Unrestricted | 0 | 0 | 0 | 0 | 0 | 0 | 1 | 1.118
Small Non Domestic Two Rate | 0 | 0 | 0 | 0 | 0 | 0 | 1 | 1.118
Small Non Domestic Off Peak (related MPAN) | 0 | 0 | 0 | 0 | 0 | 0 | 1 | 1.118
LV Medium Non-Domestic | 0 | 0 | 0 | 0 | 0 | 0 | 1 | 1.118
LV Sub Medium Non-Domestic | 0 | 0 | 0 | 0 | 0 | 1 | 0 | 1.062
HV Medium Non-Domestic | 0 | 0 | 0 | 0 | 1 | 0 | 0 | 1.047
LV HH Metered | 0 | 0 | 0 | 0 | 0 | 0 | 1 | 1.118
LV Sub HH Metered | 0 | 0 | 0 | 0 | 0 | 1 | 0 | 1.062
HV HH Metered | 0 | 0 | 0 | 0 | 1 | 0 | 0 | 1.047
HV Sub HH Metered | 0 | 0 | 0 | 1 | 0 | 0 | 0 | 1.029
NHH UMS category A | 0 | 0 | 0 | 0 | 0 | 0 | 1 | 1.118
NHH UMS category B | 0 | 0 | 0 | 0 | 0 | 0 | 1 | 1.118
NHH UMS category C | 0 | 0 | 0 | 0 | 0 | 0 | 1 | 1.118
NHH UMS category D | 0 | 0 | 0 | 0 | 0 | 0 | 1 | 1.118
LV UMS (Pseudo HH Metered) | 0 | 0 | 0 | 0 | 0 | 0 | 1 | 1.118
LV Generation NHH | 0 | 0 | 0 | 0 | 0 | 0 | 1 | 1.118
LV Sub Generation NHH | 0 | 0 | 0 | 0 | 0 | 1 | 0 | 1.062
LV Generation Intermittent | 0 | 0 | 0 | 0 | 0 | 0 | 1 | 1.118
LV Generation Non-Intermittent | 0 | 0 | 0 | 0 | 0 | 0 | 1 | 1.118
LV Sub Generation Intermittent | 0 | 0 | 0 | 0 | 0 | 1 | 0 | 1.062
LV Sub Generation Non-Intermittent | 0 | 0 | 0 | 0 | 0 | 1 | 0 | 1.062
HV Generation Intermittent | 0 | 0 | 0 | 0 | 1 | 0 | 0 | 1.047
HV Generation Non-Intermittent | 0 | 0 | 0 | 0 | 1 | 0 | 0 | 1.047
HV Sub Generation Intermittent | 0 | 0 | 0 | 1 | 0 | 0 | 0 | 1.029
HV Sub Generation Non-Intermittent | 0 | 0 | 0 | 1 | 0 | 0 | 0 | 1.029
2002. Mapping of DRM network levels to core network levels
| 132kV | 132kV/EHV | EHV | EHV/HV | HV | HV/LV | LV circuits
132kV | 1 | 0 | 0 | 0 | 0 | 0 | 0
132kV/EHV | 0 | 1 | 0 | 0 | 0 | 0 | 0
EHV | 0 | 0 | 1 | 0 | 0 | 0 | 0
EHV/HV | 0 | 0 | 0 | 1 | 0 | 0 | 0
132kV/HV | 0 | 0 | 0 | 1 | 0 | 0 | 0
HV | 0 | 0 | 0 | 0 | 1 | 0 | 0
HV/LV | 0 | 0 | 0 | 0 | 0 | 1 | 0
LV circuits | 0 | 0 | 0 | 0 | 0 | 0 | 1
2003. Loss adjustment factor to transmission for each DRM network level
Data sources:
x1 = 2002. Mapping of DRM network levels to core network levels
x2 = 1032. Loss adjustment factors to transmission
Sum-product calculation =SUMPRODUCT(x1, x2)
Loss adjustment factor to transmission for each DRM network level
132kV | 1.001
132kV/EHV | 1.003
EHV | 1.006
EHV/HV | 1.029
132kV/HV | 1.029
HV | 1.047
HV/LV | 1.062
LV circuits | 1.118
2004. Loss adjustment factor to transmission for each network level
Data sources:
x1 = 2003. Loss adjustment factor to transmission for each DRM network level
x2 = 1 for GSP level
Combine tables = x1 or x2
| GSPs | 132kV | 132kV/EHV | EHV | EHV/HV | 132kV/HV | HV | HV/LV | LV circuits
Loss adjustment factor to transmission for each network level | 1 | 1.001 | 1.003 | 1.006 | 1.029 | 1.029 | 1.047 | 1.062 | 1.118
2005. Network use factors
These network use factors indicate to what extent each network level is used by each tariff.
This table reflects the policy that generators receive credits only in respect of network levels above the voltage of connection. Generators do not receive credits at the voltage of connection.
The factors in this table are before any adjustment for a 132kV/HV network level or for generation-dominated areas.
| GSPs | 132kV | 132kV/EHV | EHV | EHV/HV | HV | HV/LV | LV circuits
Domestic Unrestricted | 1 | 1 | 1 | 1 | 1 | 1 | 1 | 1
Domestic Two Rate | 1 | 1 | 1 | 1 | 1 | 1 | 1 | 1
Domestic Off Peak (related MPAN) | 1 | 1 | 1 | 1 | 1 | 1 | 1 | 1
Small Non Domestic Unrestricted | 1 | 1 | 1 | 1 | 1 | 1 | 1 | 1
Small Non Domestic Two Rate | 1 | 1 | 1 | 1 | 1 | 1 | 1 | 1
Small Non Domestic Off Peak (related MPAN) | 1 | 1 | 1 | 1 | 1 | 1 | 1 | 1
LV Medium Non-Domestic | 1 | 1 | 1 | 1 | 1 | 1 | 1 | 1
LV Sub Medium Non-Domestic | 1 | 1 | 1 | 1 | 1 | 1 | 1 | 0
HV Medium Non-Domestic | 1 | 1 | 1 | 1 | 1 | 1 | 0 | 0
LV HH Metered | 1 | 1 | 1 | 1 | 1 | 1 | 1 | 1
LV Sub HH Metered | 1 | 1 | 1 | 1 | 1 | 1 | 1 | 0
HV HH Metered | 1 | 1 | 1 | 1 | 1 | 1 | 0 | 0
HV Sub HH Metered | 1 | 1 | 1 | 1 | 1 | 0 | 0 | 0
NHH UMS category A | 1 | 1 | 1 | 1 | 1 | 1 | 1 | 1
NHH UMS category B | 1 | 1 | 1 | 1 | 1 | 1 | 1 | 1
NHH UMS category C | 1 | 1 | 1 | 1 | 1 | 1 | 1 | 1
NHH UMS category D | 1 | 1 | 1 | 1 | 1 | 1 | 1 | 1
LV UMS (Pseudo HH Metered) | 1 | 1 | 1 | 1 | 1 | 1 | 1 | 1
LV Generation NHH | 1 | 1 | 1 | 1 | 1 | 1 | 1 | 0
LV Sub Generation NHH | 1 | 1 | 1 | 1 | 1 | 1 | 0 | 0
LV Generation Intermittent | 1 | 1 | 1 | 1 | 1 | 1 | 1 | 0
LV Generation Non-Intermittent | 1 | 1 | 1 | 1 | 1 | 1 | 1 | 0
LV Sub Generation Intermittent | 1 | 1 | 1 | 1 | 1 | 1 | 0 | 0
LV Sub Generation Non-Intermittent | 1 | 1 | 1 | 1 | 1 | 1 | 0 | 0
HV Generation Intermittent | 1 | 1 | 1 | 1 | 1 | 0 | 0 | 0
HV Generation Non-Intermittent | 1 | 1 | 1 | 1 | 1 | 0 | 0 | 0
HV Sub Generation Intermittent | 1 | 1 | 1 | 1 | 0 | 0 | 0 | 0
HV Sub Generation Non-Intermittent | 1 | 1 | 1 | 1 | 0 | 0 | 0 | 0
2006. Proportion going through 132kV/EHV
Data sources:
x1 = 1018. Proportion of relevant load going through 132kV/HV direct transformation
Calculation =1-x1
132kV/EHV
132kV/EHV | 92.5%
2007. Proportion going through EHV
Data sources:
x1 = 1018. Proportion of relevant load going through 132kV/HV direct transformation
Calculation =1-x1
EHV
EHV | 92.5%
2008. Proportion going through EHV/HV
Data sources:
x1 = 1018. Proportion of relevant load going through 132kV/HV direct transformation
Calculation =1-x1
EHV/HV
EHV/HV | 92.5%
2009. Rerouteing matrix for all network levels
Data sources:
x1 = 1018. Proportion of relevant load going through 132kV/HV direct transformation
x2 = 2006. Proportion going through 132kV/EHV
x3 = 2007. Proportion going through EHV
x4 = 2008. Proportion going through EHV/HV
x5 = Rerouteing matrix: default elements
x6 = Map GSP to GSP
Combine tables = x1 or x2 or x3 or x4 or x5 or x6
| GSPs | 132kV | 132kV/EHV | EHV | EHV/HV | HV | HV/LV | LV circuits
GSPs | 1
132kV |  | 100% | 0% | 0% | 0% | 0% | 0% | 0%
132kV/EHV |  | 0% | 92.5% | 0% | 0% | 0% | 0% | 0%
EHV |  | 0% | 0% | 92.5% | 0% | 0% | 0% | 0%
EHV/HV |  | 0% | 0% | 0% | 92.5% | 0% | 0% | 0%
132kV/HV |  | 0% | 0% | 0% | 7.504% | 0% | 0% | 0%
HV |  | 0% | 0% | 0% | 0% | 100% | 0% | 0%
HV/LV |  | 0% | 0% | 0% | 0% | 0% | 100% | 0%
LV circuits |  | 0% | 0% | 0% | 0% | 0% | 0% | 100%
2010. Network use factors: interim step in calculations before adjustments
Data sources:
x1 = 2005. Network use factors
x2 = 2009. Rerouteing matrix for all network levels
Sum-product calculation =SUMPRODUCT(x1, x2)
| GSPs | 132kV | 132kV/EHV | EHV | EHV/HV | 132kV/HV | HV | HV/LV | LV circuits
Domestic Unrestricted | 1 | 1 | 0.92496 | 0.92496 | 0.92496 | 0.075044 | 1 | 1 | 1
Domestic Two Rate | 1 | 1 | 0.92496 | 0.92496 | 0.92496 | 0.075044 | 1 | 1 | 1
Domestic Off Peak (related MPAN) | 1 | 1 | 0.92496 | 0.92496 | 0.92496 | 0.075044 | 1 | 1 | 1
Small Non Domestic Unrestricted | 1 | 1 | 0.92496 | 0.92496 | 0.92496 | 0.075044 | 1 | 1 | 1
Small Non Domestic Two Rate | 1 | 1 | 0.92496 | 0.92496 | 0.92496 | 0.075044 | 1 | 1 | 1
Small Non Domestic Off Peak (related MPAN) | 1 | 1 | 0.92496 | 0.92496 | 0.92496 | 0.075044 | 1 | 1 | 1
LV Medium Non-Domestic | 1 | 1 | 0.92496 | 0.92496 | 0.92496 | 0.075044 | 1 | 1 | 1
LV Sub Medium Non-Domestic | 1 | 1 | 0.92496 | 0.92496 | 0.92496 | 0.075044 | 1 | 1 | 0
HV Medium Non-Domestic | 1 | 1 | 0.92496 | 0.92496 | 0.92496 | 0.075044 | 1 | 0 | 0
LV HH Metered | 1 | 1 | 0.92496 | 0.92496 | 0.92496 | 0.075044 | 1 | 1 | 1
LV Sub HH Metered | 1 | 1 | 0.92496 | 0.92496 | 0.92496 | 0.075044 | 1 | 1 | 0
HV HH Metered | 1 | 1 | 0.92496 | 0.92496 | 0.92496 | 0.075044 | 1 | 0 | 0
HV Sub HH Metered | 1 | 1 | 0.92496 | 0.92496 | 0.92496 | 0.075044 | 0 | 0 | 0
NHH UMS category A | 1 | 1 | 0.92496 | 0.92496 | 0.92496 | 0.075044 | 1 | 1 | 1
NHH UMS category B | 1 | 1 | 0.92496 | 0.92496 | 0.92496 | 0.075044 | 1 | 1 | 1
NHH UMS category C | 1 | 1 | 0.92496 | 0.92496 | 0.92496 | 0.075044 | 1 | 1 | 1
NHH UMS category D | 1 | 1 | 0.92496 | 0.92496 | 0.92496 | 0.075044 | 1 | 1 | 1
LV UMS (Pseudo HH Metered) | 1 | 1 | 0.92496 | 0.92496 | 0.92496 | 0.075044 | 1 | 1 | 1
LV Generation NHH | 1 | 1 | 0.92496 | 0.92496 | 0.92496 | 0.075044 | 1 | 1 | 0
LV Sub Generation NHH | 1 | 1 | 0.92496 | 0.92496 | 0.92496 | 0.075044 | 1 | 0 | 0
LV Generation Intermittent | 1 | 1 | 0.92496 | 0.92496 | 0.92496 | 0.075044 | 1 | 1 | 0
LV Generation Non-Intermittent | 1 | 1 | 0.92496 | 0.92496 | 0.92496 | 0.075044 | 1 | 1 | 0
LV Sub Generation Intermittent | 1 | 1 | 0.92496 | 0.92496 | 0.92496 | 0.075044 | 1 | 0 | 0
LV Sub Generation Non-Intermittent | 1 | 1 | 0.92496 | 0.92496 | 0.92496 | 0.075044 | 1 | 0 | 0
HV Generation Intermittent | 1 | 1 | 0.92496 | 0.92496 | 0.92496 | 0.075044 | 0 | 0 | 0
HV Generation Non-Intermittent | 1 | 1 | 0.92496 | 0.92496 | 0.92496 | 0.075044 | 0 | 0 | 0
HV Sub Generation Intermittent | 1 | 1 | 0.92496 | 0.92496 | 0 | 0 | 0 | 0 | 0
HV Sub Generation Non-Intermittent | 1 | 1 | 0.92496 | 0.92496 | 0 | 0 | 0 | 0 | 0
2011. Network use factors for all tariffs
Data sources:
x1 = Network use factors including 132kV/HV for generation dominated tariffs
x2 = Network use factors including 132kV/HV for HV Sub tariffs
x3 = 2010. Network use factors: interim step in calculations before adjustments
Combine tables = x1 or x2 or x3
| GSPs | 132kV | 132kV/EHV | EHV | EHV/HV | 132kV/HV | HV | HV/LV | LV circuits
Domestic Unrestricted | 1 | 1 | 0.92496 | 0.92496 | 0.92496 | 0.075044 | 1 | 1 | 1
Domestic Two Rate | 1 | 1 | 0.92496 | 0.92496 | 0.92496 | 0.075044 | 1 | 1 | 1
Domestic Off Peak (related MPAN) | 1 | 1 | 0.92496 | 0.92496 | 0.92496 | 0.075044 | 1 | 1 | 1
Small Non Domestic Unrestricted | 1 | 1 | 0.92496 | 0.92496 | 0.92496 | 0.075044 | 1 | 1 | 1
Small Non Domestic Two Rate | 1 | 1 | 0.92496 | 0.92496 | 0.92496 | 0.075044 | 1 | 1 | 1
Small Non Domestic Off Peak (related MPAN) | 1 | 1 | 0.92496 | 0.92496 | 0.92496 | 0.075044 | 1 | 1 | 1
LV Medium Non-Domestic | 1 | 1 | 0.92496 | 0.92496 | 0.92496 | 0.075044 | 1 | 1 | 1
LV Sub Medium Non-Domestic | 1 | 1 | 0.92496 | 0.92496 | 0.92496 | 0.075044 | 1 | 1 | 0
HV Medium Non-Domestic | 1 | 1 | 0.92496 | 0.92496 | 0.92496 | 0.075044 | 1 | 0 | 0
LV HH Metered | 1 | 1 | 0.92496 | 0.92496 | 0.92496 | 0.075044 | 1 | 1 | 1
LV Sub HH Metered | 1 | 1 | 0.92496 | 0.92496 | 0.92496 | 0.075044 | 1 | 1 | 0
HV HH Metered | 1 | 1 | 0.92496 | 0.92496 | 0.92496 | 0.075044 | 1 | 0 | 0
HV Sub HH Metered | 1 | 1 | 1 | 1 | 1 | 0 | 0 | 0 | 0
NHH UMS category A | 1 | 1 | 0.92496 | 0.92496 | 0.92496 | 0.075044 | 1 | 1 | 1
NHH UMS category B | 1 | 1 | 0.92496 | 0.92496 | 0.92496 | 0.075044 | 1 | 1 | 1
NHH UMS category C | 1 | 1 | 0.92496 | 0.92496 | 0.92496 | 0.075044 | 1 | 1 | 1
NHH UMS category D | 1 | 1 | 0.92496 | 0.92496 | 0.92496 | 0.075044 | 1 | 1 | 1
LV UMS (Pseudo HH Metered) | 1 | 1 | 0.92496 | 0.92496 | 0.92496 | 0.075044 | 1 | 1 | 1
LV Generation NHH | 1 | 1 | 0.92496 | 0.92496 | 0.92496 | 0.075044 | 1 | 1 | 0
LV Sub Generation NHH | 1 | 1 | 0.92496 | 0.92496 | 0.92496 | 0.075044 | 1 | 0 | 0
LV Generation Intermittent | 1 | 1 | 0.92496 | 0.92496 | 0.92496 | 0.075044 | 1 | 1 | 0
LV Generation Non-Intermittent | 1 | 1 | 0.92496 | 0.92496 | 0.92496 | 0.075044 | 1 | 1 | 0
LV Sub Generation Intermittent | 1 | 1 | 0.92496 | 0.92496 | 0.92496 | 0.075044 | 1 | 0 | 0
LV Sub Generation Non-Intermittent | 1 | 1 | 0.92496 | 0.92496 | 0.92496 | 0.075044 | 1 | 0 | 0
HV Generation Intermittent | 1 | 1 | 0.92496 | 0.92496 | 0.92496 | 0.075044 | 0 | 0 | 0
HV Generation Non-Intermittent | 1 | 1 | 0.92496 | 0.92496 | 0.92496 | 0.075044 | 0 | 0 | 0
HV Sub Generation Intermittent | 1 | 1 | 1 | 1 | 0 | 0 | 0 | 0 | 0
HV Sub Generation Non-Intermittent | 1 | 1 | 1 | 1 | 0 | 0 | 0 | 0 | 0
2012. Loss adjustment factors between end user meter reading and each network level, scaled by network use
Data sources:
x1 = 2004. Loss adjustment factor to transmission for each network level
x2 = 2011. Network use factors for all tariffs
x3 = 2001. Loss adjustment factor to transmission (in Loss adjustment factors to transmission)
Calculation =IF(x1="",x2,x2*x3/x1)
| GSPs | 132kV | 132kV/EHV | EHV | EHV/HV | 132kV/HV | HV | HV/LV | LV circuits
Domestic Unrestricted | 1.118 | 1.1169 | 1.031 | 1.0279 | 1.005 | 0.081535 | 1.0678 | 1.0527 | 1
Domestic Two Rate | 1.118 | 1.1169 | 1.031 | 1.0279 | 1.005 | 0.081535 | 1.0678 | 1.0527 | 1
Domestic Off Peak (related MPAN) | 1.118 | 1.1169 | 1.031 | 1.0279 | 1.005 | 0.081535 | 1.0678 | 1.0527 | 1
Small Non Domestic Unrestricted | 1.118 | 1.1169 | 1.031 | 1.0279 | 1.005 | 0.081535 | 1.0678 | 1.0527 | 1
Small Non Domestic Two Rate | 1.118 | 1.1169 | 1.031 | 1.0279 | 1.005 | 0.081535 | 1.0678 | 1.0527 | 1
Small Non Domestic Off Peak (related MPAN) | 1.118 | 1.1169 | 1.031 | 1.0279 | 1.005 | 0.081535 | 1.0678 | 1.0527 | 1
LV Medium Non-Domestic | 1.118 | 1.1169 | 1.031 | 1.0279 | 1.005 | 0.081535 | 1.0678 | 1.0527 | 1
LV Sub Medium Non-Domestic | 1.062 | 1.0609 | 0.97936 | 0.97644 | 0.95462 | 0.077451 | 1.0143 | 1 | 0
HV Medium Non-Domestic | 1.047 | 1.046 | 0.96553 | 0.96265 | 0.94114 | 0.076357 | 1 | 0 | 0
LV HH Metered | 1.118 | 1.1169 | 1.031 | 1.0279 | 1.005 | 0.081535 | 1.0678 | 1.0527 | 1
LV Sub HH Metered | 1.062 | 1.0609 | 0.97936 | 0.97644 | 0.95462 | 0.077451 | 1.0143 | 1 | 0
HV HH Metered | 1.047 | 1.046 | 0.96553 | 0.96265 | 0.94114 | 0.076357 | 1 | 0 | 0
HV Sub HH Metered | 1.029 | 1.028 | 1.0259 | 1.0229 | 1 | 0 | 0 | 0 | 0
NHH UMS category A | 1.118 | 1.1169 | 1.031 | 1.0279 | 1.005 | 0.081535 | 1.0678 | 1.0527 | 1
NHH UMS category B | 1.118 | 1.1169 | 1.031 | 1.0279 | 1.005 | 0.081535 | 1.0678 | 1.0527 | 1
NHH UMS category C | 1.118 | 1.1169 | 1.031 | 1.0279 | 1.005 | 0.081535 | 1.0678 | 1.0527 | 1
NHH UMS category D | 1.118 | 1.1169 | 1.031 | 1.0279 | 1.005 | 0.081535 | 1.0678 | 1.0527 | 1
LV UMS (Pseudo HH Metered) | 1.118 | 1.1169 | 1.031 | 1.0279 | 1.005 | 0.081535 | 1.0678 | 1.0527 | 1
LV Generation NHH | 1.118 | 1.1169 | 1.031 | 1.0279 | 1.005 | 0.081535 | 1.0678 | 1.0527 | 0
LV Sub Generation NHH | 1.062 | 1.0609 | 0.97936 | 0.97644 | 0.95462 | 0.077451 | 1.0143 | 0 | 0
LV Generation Intermittent | 1.118 | 1.1169 | 1.031 | 1.0279 | 1.005 | 0.081535 | 1.0678 | 1.0527 | 0
LV Generation Non-Intermittent | 1.118 | 1.1169 | 1.031 | 1.0279 | 1.005 | 0.081535 | 1.0678 | 1.0527 | 0
LV Sub Generation Intermittent | 1.062 | 1.0609 | 0.97936 | 0.97644 | 0.95462 | 0.077451 | 1.0143 | 0 | 0
LV Sub Generation Non-Intermittent | 1.062 | 1.0609 | 0.97936 | 0.97644 | 0.95462 | 0.077451 | 1.0143 | 0 | 0
HV Generation Intermittent | 1.047 | 1.046 | 0.96553 | 0.96265 | 0.94114 | 0.076357 | 0 | 0 | 0
HV Generation Non-Intermittent | 1.047 | 1.046 | 0.96553 | 0.96265 | 0.94114 | 0.076357 | 0 | 0 | 0
HV Sub Generation Intermittent | 1.029 | 1.028 | 1.0259 | 1.0229 | 0 | 0 | 0 | 0 | 0
HV Sub Generation Non-Intermittent | 1.029 | 1.028 | 1.0259 | 1.0229 | 0 | 0 | 0 | 0 | 0

## DRM
Network model for WPD East Midlands in 2013/14 (April Tariffs 2013/14)
This sheet collects data from a network model and calculates aggregated annuitised unit costs from these data.
2101. Annuity rate
Data sources:
x1 = 1010. Rate of return (in Financial and general assumptions)
x2 = 1010. Annualisation period (years) (in Financial and general assumptions)
x3 = 1010. Days in the charging year (in Financial and general assumptions)
Calculation =PMT(x1,x2,-1)*IF(OR(x3>366,x3<365),x3/365.25,1)
Annuity rate
Annuity rate | 6.314%
2102. Loss adjustment factor to transmission for each core level
Data sources:
x1 = 1032. Loss adjustment factors to transmission
x2 = 1 for GSP level
Combine tables = x1 or x2
| GSPs | 132kV | 132kV/EHV | EHV | EHV/HV | HV | HV/LV | LV circuits
Loss adjustment factor to transmission for each core level | 1 | 1.001 | 1.003 | 1.006 | 1.029 | 1.047 | 1.062 | 1.118
2103. Loss adjustment factors
Data sources:
x1 = 2102. Loss adjustment factor to transmission for each core level
x2 = Loss adjustment factor to transmission for network level exit (in Loss adjustment factors)
Kind: | Copy cells | Special copy
Formula: | =x1 | = x2
| Loss adjustment factor to transmission for network level exit | Loss adjustment factor to transmission for network level entry
GSPs | 1
132kV | 1.001 | 1
132kV/EHV | 1.003 | 1.001
EHV | 1.006 | 1.003
EHV/HV | 1.029 | 1.006
HV | 1.047 | 1.029
HV/LV | 1.062 | 1.047
LV circuits | 1.118 | 1.062
2104. Diversity calculations
Data sources:
x1 = 1017. Diversity allowance between top and bottom of network level
x2 = Coincidence to system peak at level exit (in Diversity calculations)
Kind: | Special calculation | Special calculation | Special calculation
Formula: | =previous/(1+x1) | =previous/(1+x1) | =1/x2-1
| Coincidence to GSP peak at level exit | Coincidence to system peak at level exit | Diversity allowance between level exit and GSP Group
GSPs |  | 97.59% | 2.471%
132kV | 95.69% | 93.38% | 7.084%
132kV/EHV | 95.69% | 93.38% | 7.084%
EHV | 88.68% | 86.55% | 15.55%
EHV/HV | 88.68% | 86.55% | 15.55%
HV | 66.18% | 64.59% | 54.83%
HV/LV | 66.18% | 64.59% | 54.83%
LV circuits | 66.18% | 64.59%
2105. Network model total maximum demand at substation (MW)
Data sources:
x1 = 1019. Network model GSP peak demand (MW)
x2 = 2104. Coincidence to GSP peak at level exit (in Diversity calculations)
Calculation =x1/x2
Network model total maximum demand at substation (MW)
132kV | 522.5067
132kV/EHV | 522.5067
EHV | 563.794
EHV/HV | 563.794
HV | 755.4839
HV/LV | 755.4839
LV circuits | 755.4839
2106. Network model contribution to system maximum load measured at network level exit (MW)
Data sources:
x1 = 2105. Network model total maximum demand at substation (MW)
x2 = 2104. Coincidence to system peak at level exit (in Diversity calculations)
x3 = 2103. Loss adjustment factor to transmission for network level exit (in Loss adjustment factors)
Calculation =x1*x2/x3
Network model contribution to system maximum load measured at network level exit (MW)
132kV | 487.4537
132kV/EHV | 486.4817
EHV | 485.031
EHV/HV | 474.1896
HV | 466.0374
HV/LV | 459.4549
LV circuits | 436.4411
2107. Rerouteing matrix for DRM network levels
Data sources:
x1 = 1018. Proportion of relevant load going through 132kV/HV direct transformation
x2 = 2006. Proportion going through 132kV/EHV
x3 = 2007. Proportion going through EHV
x4 = 2008. Proportion going through EHV/HV
x5 = Rerouteing matrix: default elements
Combine tables = x1 or x2 or x3 or x4 or x5
| 132kV | 132kV/EHV | EHV | EHV/HV | 132kV/HV | HV | HV/LV | LV circuits
132kV | 100% | 0% | 0% | 0% | 0% | 0% | 0% | 0%
132kV/EHV | 0% | 92.5% | 0% | 0% | 0% | 0% | 0% | 0%
EHV | 0% | 0% | 92.5% | 0% | 0% | 0% | 0% | 0%
EHV/HV | 0% | 0% | 0% | 92.5% | 7.504% | 0% | 0% | 0%
HV | 0% | 0% | 0% | 0% | 0% | 100% | 0% | 0%
HV/LV | 0% | 0% | 0% | 0% | 0% | 0% | 100% | 0%
LV circuits | 0% | 0% | 0% | 0% | 0% | 0% | 0% | 100%
2108. GSP simultaneous maximum load assumed through each network level (MW)
Data sources:
x1 = 2106. Network model contribution to system maximum load measured at network level exit (MW)
x2 = 2107. Rerouteing matrix for DRM network levels
Sum-product calculation =SUMPRODUCT(x1, x2)
GSP simultaneous maximum load assumed through each network level (MW)
132kV | 487.4537
132kV/EHV | 449.974
EHV | 448.6321
EHV/HV | 438.6044
132kV/HV | 35.5853
HV | 466.0374
HV/LV | 459.4549
LV circuits | 436.4411
2109. Network model annuity by simultaneous maximum load for each network level (£/kW/year)
Data sources:
x1 = 2108. GSP simultaneous maximum load assumed through each network level (MW)
x2 = 1020. Gross asset cost by network level (£)
x3 = 2101. Annuity rate
Calculation =IF(x1,0.001*x2*x3/x1,0)
Model £/kW SML
Assets 132kV | 10.4516
Assets 132kV/EHV | 3.7907
Assets EHV | 5.4236
Assets EHV/HV | 7.7778
Assets 132kV/HV | 6.9764
Assets HV | 12.9121
Assets HV/LV | 8.5277
Assets LV circuits | 9.9645

## SM
Service models for WPD East Midlands in 2013/14 (April Tariffs 2013/14)
This sheet collects and processes data from the service models.
2201. Asset £/customer from LV service models
Data sources:
x1 = 1025. Matrix of applicability of LV service models to tariffs with fixed charges
x2 = 1022. LV service model asset cost (£)
Sum-product calculation =SUMPRODUCT(x1, x2)
Assets LV customer
Domestic Unrestricted | 234.4888
Domestic Two Rate | 234.4888
Small Non Domestic Unrestricted | 578.9438
Small Non Domestic Two Rate | 578.9438
LV Medium Non-Domestic | 683.8749
LV Sub Medium Non-Domestic | 509.4741
LV HH Metered | 1169.0366
LV Sub HH Metered | 858.6035
LV Generation NHH | 0
LV Sub Generation NHH | 0
LV Generation Intermittent | 0
LV Generation Non-Intermittent | 0
LV Sub Generation Intermittent | 0
LV Sub Generation Non-Intermittent | 0
2202. Asset £/(MWh/year) from LV service models
Data sources:
x1 = 1026. Matrix of applicability of LV service models to unmetered tariffs
x2 = 1022. LV service model asset cost (£)
Sum-product calculation =SUMPRODUCT(x1, x2)
Assets LV customer
Asset £/(MWh/year) from LV service models | 219.7534
2203. Service model asset p/kWh charge for unmetered tariffs
Data sources:
x1 = 1010. Annuity proportion for customer-contributed assets (in Financial and general assumptions)
x2 = 2202. Asset £/(MWh/year) from LV service models
x3 = 2101. Annuity rate
Calculation =0.1*x1*x2*x3
Assets LV customer
Service model asset p/kWh charge for unmetered tariffs | 0
2204. Asset £/customer from HV service models
Data sources:
x1 = 1028. Matrix of applicability of HV service models to tariffs with fixed charges
x2 = 1023. HV service model asset cost (£)
Sum-product calculation =SUMPRODUCT(x1, x2)
Assets HV customer
HV Medium Non-Domestic | 8748.3778
HV HH Metered | 8748.3778
HV Sub HH Metered | 8748.3778
HV Generation Intermittent | 4299.3136
HV Generation Non-Intermittent | 4299.3136
HV Sub Generation Intermittent | 4299.3136
HV Sub Generation Non-Intermittent | 4299.3136
2205. Service model assets by tariff (£)
Data sources:
x1 = 2201. Asset £/customer from LV service models
x2 = 2204. Asset £/customer from HV service models
Combine tables = x1 or x2
| Assets LV customer | Assets HV customer
Domestic Unrestricted | 234.4888
Domestic Two Rate | 234.4888
Domestic Off Peak (related MPAN)
Small Non Domestic Unrestricted | 578.9438
Small Non Domestic Two Rate | 578.9438
Small Non Domestic Off Peak (related MPAN)
LV Medium Non-Domestic | 683.8749
LV Sub Medium Non-Domestic | 509.4741
HV Medium Non-Domestic |  | 8748.3778
LV HH Metered | 1169.0366
LV Sub HH Metered | 858.6035
HV HH Metered |  | 8748.3778
HV Sub HH Metered |  | 8748.3778
NHH UMS category A
NHH UMS category B
NHH UMS category C
NHH UMS category D
LV UMS (Pseudo HH Metered)
LV Generation NHH | 0
LV Sub Generation NHH | 0
LV Generation Intermittent | 0
LV Generation Non-Intermittent | 0
LV Sub Generation Intermittent | 0
LV Sub Generation Non-Intermittent | 0
HV Generation Intermittent |  | 4299.3136
HV Generation Non-Intermittent |  | 4299.3136
HV Sub Generation Intermittent |  | 4299.3136
HV Sub Generation Non-Intermittent |  | 4299.3136
2206. Replacement annuities for service models
Data sources:
x1 = 1010. Days in the charging year (in Financial and general assumptions)
x2 = 2205. Service model assets by tariff (£)
x3 = 2101. Annuity rate
x4 = 1010. Annuity proportion for customer-contributed assets (in Financial and general assumptions)
x5 = Service model p/MPAN/day charge (in Replacement annuities for service models)
Kind: | Calculation |  | Cell summation
Formula: | =100/x1*x2*x3*x4 |  | =SUM(x5)
Service model p/MPAN/day charge
| Assets LV customer | Assets HV customer | Service model p/MPAN/day
Domestic Unrestricted | 0 | 0 | 0
Domestic Two Rate | 0 | 0 | 0
Domestic Off Peak (related MPAN) | 0 | 0 | 0
Small Non Domestic Unrestricted | 0 | 0 | 0
Small Non Domestic Two Rate | 0 | 0 | 0
Small Non Domestic Off Peak (related MPAN) | 0 | 0 | 0
LV Medium Non-Domestic | 0 | 0 | 0
LV Sub Medium Non-Domestic | 0 | 0 | 0
HV Medium Non-Domestic | 0 | 0 | 0
LV HH Metered | 0 | 0 | 0
LV Sub HH Metered | 0 | 0 | 0
HV HH Metered | 0 | 0 | 0
HV Sub HH Metered | 0 | 0 | 0
NHH UMS category A | 0 | 0 | 0
NHH UMS category B | 0 | 0 | 0
NHH UMS category C | 0 | 0 | 0
NHH UMS category D | 0 | 0 | 0
LV UMS (Pseudo HH Metered) | 0 | 0 | 0
LV Generation NHH | 0 | 0 | 0
LV Sub Generation NHH | 0 | 0 | 0
LV Generation Intermittent | 0 | 0 | 0
LV Generation Non-Intermittent | 0 | 0 | 0
LV Sub Generation Intermittent | 0 | 0 | 0
LV Sub Generation Non-Intermittent | 0 | 0 | 0
HV Generation Intermittent | 0 | 0 | 0
HV Generation Non-Intermittent | 0 | 0 | 0
HV Sub Generation Intermittent | 0 | 0 | 0
HV Sub Generation Non-Intermittent | 0 | 0 | 0

## Loads
Load characteristics for WPD East Midlands in 2013/14 (April Tariffs 2013/14)
This sheet compiles information about the assumed characteristics of network users.
A load factor represents the average load of a user or user group, relative to the maximum load level of that user or
user group. Load factors are numbers between 0 and 1.
A coincidence factor represents the expectation value of the load of a user or user group at the time of system maximum load,
relative to the maximum load level of that user or user group. Coincidence factors are numbers between 0 and 1.
A load coefficient is the expectation value of the load of a user or user group at the time of system maximum load, relative to the average load level of that user or user group.
For demand users, the load coefficient is a demand coefficient and can be calculated as the ratio of the coincidence factor to the load factor.
2301. Demand coefficient (load at time of system maximum load divided by average load)
Data sources:
x1 = 1041. Coincidence factor to system maximum load for each type of demand user (in Load profile data for demand users)
x2 = 1041. Load factor for each type of demand user (in Load profile data for demand users)
Calculation =x1/x2
Demand coefficient
Domestic Unrestricted | 2.2171
Domestic Two Rate | 1.847
Domestic Off Peak (related MPAN) | 0
Small Non Domestic Unrestricted | 1.7263
Small Non Domestic Two Rate | 1.4476
Small Non Domestic Off Peak (related MPAN) | 0
LV Medium Non-Domestic | 1.4992
LV Sub Medium Non-Domestic | 1.4992
HV Medium Non-Domestic | 1.5583
LV HH Metered | 1.4046
LV Sub HH Metered | 1.4046
HV HH Metered | 1.162
HV Sub HH Metered | 1.162
NHH UMS category A | 1
NHH UMS category B | 2.1119
NHH UMS category C | 3.8559
NHH UMS category D | 0.13598
LV UMS (Pseudo HH Metered) | 2.039
2302. Load coefficient
Data sources:
x1 = 2301. Demand coefficient (load at time of system maximum load divided by average load)
x2 = Negative of generation coefficient; set to -1
Combine tables = x1 or x2
Load coefficient
Domestic Unrestricted | 2.2171
Domestic Two Rate | 1.847
Domestic Off Peak (related MPAN) | 0
Small Non Domestic Unrestricted | 1.7263
Small Non Domestic Two Rate | 1.4476
Small Non Domestic Off Peak (related MPAN) | 0
LV Medium Non-Domestic | 1.4992
LV Sub Medium Non-Domestic | 1.4992
HV Medium Non-Domestic | 1.5583
LV HH Metered | 1.4046
LV Sub HH Metered | 1.4046
HV HH Metered | 1.162
HV Sub HH Metered | 1.162
NHH UMS category A | 1
NHH UMS category B | 2.1119
NHH UMS category C | 3.8559
NHH UMS category D | 0.13598
LV UMS (Pseudo HH Metered) | 2.039
LV Generation NHH | -1
LV Sub Generation NHH | -1
LV Generation Intermittent | -1
LV Generation Non-Intermittent | -1
LV Sub Generation Intermittent | -1
LV Sub Generation Non-Intermittent | -1
HV Generation Intermittent | -1
HV Generation Non-Intermittent | -1
HV Sub Generation Intermittent | -1
HV Sub Generation Non-Intermittent | -1
2303. Discount map
| No discount | LDNO LV: LV user | LDNO HV: LV user | LDNO HV: LV sub user | LDNO HV: HV user
> Domestic Unrestricted
Domestic Unrestricted | 1 | 0 | 0 | 0 | 0
LDNO LV: Domestic Unrestricted | 0 | 1 | 0 | 0 | 0
LDNO HV: Domestic Unrestricted | 0 | 0 | 1 | 0 | 0
> Domestic Two Rate
Domestic Two Rate | 1 | 0 | 0 | 0 | 0
LDNO LV: Domestic Two Rate | 0 | 1 | 0 | 0 | 0
LDNO HV: Domestic Two Rate | 0 | 0 | 1 | 0 | 0
> Domestic Off Peak (related MPAN)
Domestic Off Peak (related MPAN) | 1 | 0 | 0 | 0 | 0
LDNO LV: Domestic Off Peak (related MPAN) | 0 | 1 | 0 | 0 | 0
LDNO HV: Domestic Off Peak (related MPAN) | 0 | 0 | 1 | 0 | 0
> Small Non Domestic Unrestricted
Small Non Domestic Unrestricted | 1 | 0 | 0 | 0 | 0
LDNO LV: Small Non Domestic Unrestricted | 0 | 1 | 0 | 0 | 0
LDNO HV: Small Non Domestic Unrestricted | 0 | 0 | 1 | 0 | 0
> Small Non Domestic Two Rate
Small Non Domestic Two Rate | 1 | 0 | 0 | 0 | 0
LDNO LV: Small Non Domestic Two Rate | 0 | 1 | 0 | 0 | 0
LDNO HV: Small Non Domestic Two Rate | 0 | 0 | 1 | 0 | 0
> Small Non Domestic Off Peak (related MPAN)
Small Non Domestic Off Peak (related MPAN) | 1 | 0 | 0 | 0 | 0
LDNO LV: Small Non Domestic Off Peak (related MPAN) | 0 | 1 | 0 | 0 | 0
LDNO HV: Small Non Domestic Off Peak (related MPAN) | 0 | 0 | 1 | 0 | 0
> LV Medium Non-Domestic
LV Medium Non-Domestic | 1 | 0 | 0 | 0 | 0
LDNO LV: LV Medium Non-Domestic | 0 | 1 | 0 | 0 | 0
LDNO HV: LV Medium Non-Domestic | 0 | 0 | 1 | 0 | 0
> LV Sub Medium Non-Domestic
LV Sub Medium Non-Domestic | 1 | 0 | 0 | 0 | 0
> HV Medium Non-Domestic
HV Medium Non-Domestic | 1 | 0 | 0 | 0 | 0
> LV HH Metered
LV HH Metered | 1 | 0 | 0 | 0 | 0
LDNO LV: LV HH Metered | 0 | 1 | 0 | 0 | 0
LDNO HV: LV HH Metered | 0 | 0 | 1 | 0 | 0
> LV Sub HH Metered
LV Sub HH Metered | 1 | 0 | 0 | 0 | 0
LDNO HV: LV Sub HH Metered | 0 | 0 | 0 | 1 | 0
> HV HH Metered
HV HH Metered | 1 | 0 | 0 | 0 | 0
LDNO HV: HV HH Metered | 0 | 0 | 0 | 0 | 1
> HV Sub HH Metered
HV Sub HH Metered | 1 | 0 | 0 | 0 | 0
> NHH UMS category A
NHH UMS category A | 1 | 0 | 0 | 0 | 0
LDNO LV: NHH UMS category A | 0 | 1 | 0 | 0 | 0
LDNO HV: NHH UMS category A | 0 | 0 | 1 | 0 | 0
> NHH UMS category B
NHH UMS category B | 1 | 0 | 0 | 0 | 0
LDNO LV: NHH UMS category B | 0 | 1 | 0 | 0 | 0
LDNO HV: NHH UMS category B | 0 | 0 | 1 | 0 | 0
> NHH UMS category C
NHH UMS category C | 1 | 0 | 0 | 0 | 0
LDNO LV: NHH UMS category C | 0 | 1 | 0 | 0 | 0
LDNO HV: NHH UMS category C | 0 | 0 | 1 | 0 | 0
> NHH UMS category D
NHH UMS category D | 1 | 0 | 0 | 0 | 0
LDNO LV: NHH UMS category D | 0 | 1 | 0 | 0 | 0
LDNO HV: NHH UMS category D | 0 | 0 | 1 | 0 | 0
> LV UMS (Pseudo HH Metered)
LV UMS (Pseudo HH Metered) | 1 | 0 | 0 | 0 | 0
LDNO LV: LV UMS (Pseudo HH Metered) | 0 | 1 | 0 | 0 | 0
LDNO HV: LV UMS (Pseudo HH Metered) | 0 | 0 | 1 | 0 | 0
> LV Generation NHH
LV Generation NHH | 1 | 0 | 0 | 0 | 0
LDNO LV: LV Generation NHH | 1 | 0 | 0 | 0 | 0
LDNO HV: LV Generation NHH | 1 | 0 | 0 | 0 | 0
> LV Sub Generation NHH
LV Sub Generation NHH | 1 | 0 | 0 | 0 | 0
LDNO HV: LV Sub Generation NHH | 1 | 0 | 0 | 0 | 0
> LV Generation Intermittent
LV Generation Intermittent | 1 | 0 | 0 | 0 | 0
LDNO LV: LV Generation Intermittent | 1 | 0 | 0 | 0 | 0
LDNO HV: LV Generation Intermittent | 1 | 0 | 0 | 0 | 0
> LV Generation Non-Intermittent
LV Generation Non-Intermittent | 1 | 0 | 0 | 0 | 0
LDNO LV: LV Generation Non-Intermittent | 1 | 0 | 0 | 0 | 0
LDNO HV: LV Generation Non-Intermittent | 1 | 0 | 0 | 0 | 0
> LV Sub Generation Intermittent
LV Sub Generation Intermittent | 1 | 0 | 0 | 0 | 0
LDNO HV: LV Sub Generation Intermittent | 1 | 0 | 0 | 0 | 0
> LV Sub Generation Non-Intermittent
LV Sub Generation Non-Intermittent | 1 | 0 | 0 | 0 | 0
LDNO HV: LV Sub Generation Non-Intermittent | 1 | 0 | 0 | 0 | 0
> HV Generation Intermittent
HV Generation Intermittent | 1 | 0 | 0 | 0 | 0
LDNO HV: HV Generation Intermittent | 1 | 0 | 0 | 0 | 0
> HV Generation Non-Intermittent
HV Generation Non-Intermittent | 1 | 0 | 0 | 0 | 0
LDNO HV: HV Generation Non-Intermittent | 1 | 0 | 0 | 0 | 0
> HV Sub Generation Intermittent
HV Sub Generation Intermittent | 1 | 0 | 0 | 0 | 0
> HV Sub Generation Non-Intermittent
HV Sub Generation Non-Intermittent | 1 | 0 | 0 | 0 | 0
2304. LDNO discounts and volumes adjusted for discount
Data sources:
x1 = 2303. Discount map
x2 = 1037. Embedded network (LDNO) discounts
x3 = 100 per cent discount for generators on LDNO networks
x4 = Discount for each tariff (except for fixed charges) (in LDNO discounts and volumes adjusted for discount)
x5 = 1053. Rate 1 units (MWh) by tariff (in Volume forecasts for the charging year)
x6 = 1053. Rate 2 units (MWh) by tariff (in Volume forecasts for the charging year)
x7 = 1053. Rate 3 units (MWh) by tariff (in Volume forecasts for the charging year)
x8 = 1053. MPANs by tariff (in Volume forecasts for the charging year)
x9 = Discount for each tariff for fixed charges only (in LDNO discounts and volumes adjusted for discount)
x10 = 1053. Import capacity (kVA) by tariff (in Volume forecasts for the charging year)
x11 = 1053. Reactive power units (MVArh) by tariff (in Volume forecasts for the charging year)
Kind: | Sum-product calculation | Combine tables | Calculation | Calculation | Calculation | Calculation | Calculation | Calculation
Formula: | =SUMPRODUCT(x1, x2) | = x3 or x4 | =x5*(1-x4) | =x6*(1-x4) | =x7*(1-x4) | =x8*(1-x9) | =x10*(1-x4) | =x11*(1-x4)
| Discount for each tariff (except for fixed charges) | Discount for each tariff for fixed charges only | Rate 1 units (MWh) | Rate 2 units (MWh) | Rate 3 units (MWh) | MPANs | Import capacity (kVA) | Reactive power units (MVArh)
> Domestic Unrestricted
Domestic Unrestricted | 0% | 0% | 4973722.0213 | 0 | 0 | 1447904 | 0 | 0
LDNO LV: Domestic Unrestricted | 28.42% | 28.42% | 4061.8543 | 0 | 0 | 4716.2041 | 0 | 0
LDNO HV: Domestic Unrestricted | 46.96% | 46.96% | 6547.1024 | 0 | 0 | 4377.568 | 0 | 0
> Domestic Two Rate
Domestic Two Rate | 0% | 0% | 2984526.1419 | 1437154.7801 | 0 | 947638 | 0 | 0
LDNO LV: Domestic Two Rate | 28.42% | 28.42% | 515.9559 | 190.4626 | 0 | 230.4777 | 0 | 0
LDNO HV: Domestic Two Rate | 46.96% | 46.96% | 630.9426 | 201.636 | 0 | 349.5477 | 0 | 0
> Domestic Off Peak (related MPAN)
Domestic Off Peak (related MPAN) | 0% | 0% | 158033.5789 | 0 | 0 | 0 | 0 | 0
LDNO LV: Domestic Off Peak (related MPAN) | 28.42% | 28.42% | 0 | 0 | 0 | 0 | 0 | 0
LDNO HV: Domestic Off Peak (related MPAN) | 46.96% | 46.96% | 0 | 0 | 0 | 0 | 0 | 0
> Small Non Domestic Unrestricted
Small Non Domestic Unrestricted | 0% | 0% | 1126425.6614 | 0 | 0 | 92112 | 0 | 0
LDNO LV: Small Non Domestic Unrestricted | 28.42% | 28.42% | 520.3614 | 0 | 0 | 163.9112 | 0 | 0
LDNO HV: Small Non Domestic Unrestricted | 46.96% | 46.96% | 1764.9094 | 0 | 0 | 160.1873 | 0 | 0
> Small Non Domestic Two Rate
Small Non Domestic Two Rate | 0% | 0% | 1691884.7402 | 440830.4581 | 0 | 81339 | 0 | 0
LDNO LV: Small Non Domestic Two Rate | 28.42% | 28.42% | 0 | 0 | 0 | 0 | 0 | 0
LDNO HV: Small Non Domestic Two Rate | 46.96% | 46.96% | 165.1244 | 140.7012 | 0 | 10.078 | 0 | 0
> Small Non Domestic Off Peak (related MPAN)
Small Non Domestic Off Peak (related MPAN) | 0% | 0% | 6382.2956 | 0 | 0 | 0 | 0 | 0
LDNO LV: Small Non Domestic Off Peak (related MPAN) | 28.42% | 28.42% | 0 | 0 | 0 | 0 | 0 | 0
LDNO HV: Small Non Domestic Off Peak (related MPAN) | 46.96% | 46.96% | 0 | 0 | 0 | 0 | 0 | 0
> LV Medium Non-Domestic
LV Medium Non-Domestic | 0% | 0% | 727288.7981 | 188921.5257 | 0 | 7839 | 0 | 0
LDNO LV: LV Medium Non-Domestic | 28.42% | 28.42% | 68.8606 | 22.1645 | 0 | 1.4315 | 0 | 0
LDNO HV: LV Medium Non-Domestic | 46.96% | 46.96% | 1177.6056 | 246.489 | 0 | 0 | 0 | 0
> LV Sub Medium Non-Domestic
LV Sub Medium Non-Domestic | 0% | 0% | 38.4905 | 18.7356 | 0 | 0 | 0 | 0
> HV Medium Non-Domestic
HV Medium Non-Domestic | 0% | 0% | 24067.3903 | 6823.5574 | 0 | 181 | 0 | 0
> LV HH Metered
LV HH Metered | 0% | 0% | 320952.5263 | 1266371.5549 | 1358331.9434 | 7777 | 1533000 | 308076.0442
LDNO LV: LV HH Metered | 28.42% | 28.42% | 0 | 0 | 0 | 0 | 0 | 0
LDNO HV: LV HH Metered | 46.96% | 46.96% | 1330.873 | 5250.0914 | 5867.53 | 20.6864 | 7425.8998 | 1262.5051
> LV Sub HH Metered
LV Sub HH Metered | 0% | 0% | 2624.6772 | 9854.1177 | 11896.2949 | 39 | 22000 | 873.4438
LDNO HV: LV Sub HH Metered | 24.91% | 24.91% | 0 | 0 | 0 | 0 | 0 | 0
> HV HH Metered
HV HH Metered | 0% | 0% | 793024.2538 | 3043019.4435 | 4150476.1702 | 2865 | 2656000 | 686770.4126
LDNO HV: HV HH Metered | 15.57% | 15.57% | 722.8473 | 2509.1879 | 2182.6651 | 1.6885 | 1688.5108 | 6.3513
> HV Sub HH Metered
HV Sub HH Metered | 0% | 0% | 0 | 0 | 0 | 0 | 0 | 0
> NHH UMS category A
NHH UMS category A | 0% | 0% | 59506.7269 | 0 | 0 | 0 | 0 | 0
LDNO LV: NHH UMS category A | 28.42% | 28.42% | 13.8604 | 0 | 0 | 0 | 0 | 0
LDNO HV: NHH UMS category A | 46.96% | 46.96% | 89.4779 | 0 | 0 | 0 | 0 | 0
> NHH UMS category B
NHH UMS category B | 0% | 0% | 23165.0746 | 0 | 0 | 0 | 0 | 0
LDNO LV: NHH UMS category B | 28.42% | 28.42% | 5.3957 | 0 | 0 | 0 | 0 | 0
LDNO HV: NHH UMS category B | 46.96% | 46.96% | 34.8324 | 0 | 0 | 0 | 0 | 0
> NHH UMS category C
NHH UMS category C | 0% | 0% | 293.508 | 0 | 0 | 0 | 0 | 0
LDNO LV: NHH UMS category C | 28.42% | 28.42% | 0.068364 | 0 | 0 | 0 | 0 | 0
LDNO HV: NHH UMS category C | 46.96% | 46.96% | 0.44134 | 0 | 0 | 0 | 0 | 0
> NHH UMS category D
NHH UMS category D | 0% | 0% | 8948.1549 | 0 | 0 | 0 | 0 | 0
LDNO LV: NHH UMS category D | 28.42% | 28.42% | 2.0842 | 0 | 0 | 0 | 0 | 0
LDNO HV: NHH UMS category D | 46.96% | 46.96% | 13.455 | 0 | 0 | 0 | 0 | 0
> LV UMS (Pseudo HH Metered)
LV UMS (Pseudo HH Metered) | 0% | 0% | 13602.7051 | 31529.1217 | 234861.167 | 0 | 0 | 0
LDNO LV: LV UMS (Pseudo HH Metered) | 28.42% | 28.42% | 0 | 0 | 0 | 0 | 0 | 0
LDNO HV: LV UMS (Pseudo HH Metered) | 46.96% | 46.96% | 0 | 0 | 0 | 0 | 0 | 0
> LV Generation NHH
LV Generation NHH | 0% | 0% | 575.954 | 0 | 0 | 103 | 0 | 0
LDNO LV: LV Generation NHH | 0% | 100% | 7.7808 | 0 | 0 | 0 | 0 | 0
LDNO HV: LV Generation NHH | 0% | 100% | 0 | 0 | 0 | 0 | 0 | 0
> LV Sub Generation NHH
LV Sub Generation NHH | 0% | 0% | 0 | 0 | 0 | 0 | 0 | 0
LDNO HV: LV Sub Generation NHH | 0% | 100% | 0 | 0 | 0 | 0 | 0 | 0
> LV Generation Intermittent
LV Generation Intermittent | 0% | 0% | 687.096 | 0 | 0 | 30 | 0 | 144.331
LDNO LV: LV Generation Intermittent | 0% | 100% | 0 | 0 | 0 | 0 | 0 | 0
LDNO HV: LV Generation Intermittent | 0% | 100% | 0 | 0 | 0 | 0 | 0 | 0
> LV Generation Non-Intermittent
LV Generation Non-Intermittent | 0% | 0% | 177.015 | 655.023 | 895.177 | 42 | 0 | 116.8734
LDNO LV: LV Generation Non-Intermittent | 0% | 100% | 0 | 0 | 0 | 0 | 0 | 0
LDNO HV: LV Generation Non-Intermittent | 0% | 100% | 0 | 0 | 0 | 0 | 0 | 0
> LV Sub Generation Intermittent
LV Sub Generation Intermittent | 0% | 0% | 0 | 0 | 0 | 0 | 0 | 0.0864
LDNO HV: LV Sub Generation Intermittent | 0% | 100% | 0 | 0 | 0 | 0 | 0 | 0
> LV Sub Generation Non-Intermittent
LV Sub Generation Non-Intermittent | 0% | 0% | 1829.405 | 7002.248 | 7796.084 | 0 | 0 | 0
LDNO HV: LV Sub Generation Non-Intermittent | 0% | 100% | 0 | 0 | 0 | 0 | 0 | 0
> HV Generation Intermittent
HV Generation Intermittent | 0% | 0% | 3012.548 | 0 | 0 | 11 | 0 | 32.7444
LDNO HV: HV Generation Intermittent | 0% | 100% | 0 | 0 | 0 | 0 | 0 | 0
> HV Generation Non-Intermittent
HV Generation Non-Intermittent | 0% | 0% | 55034.795 | 173353.844 | 342427.519 | 143 | 0 | 5779.5234
LDNO HV: HV Generation Non-Intermittent | 0% | 100% | 0 | 0 | 0 | 0 | 0 | 0
> HV Sub Generation Intermittent
HV Sub Generation Intermittent | 0% | 0% | 0 | 0 | 0 | 0 | 0 | 0
> HV Sub Generation Non-Intermittent
HV Sub Generation Non-Intermittent | 0% | 0% | 0 | 0 | 0 | 0 | 0 | 0
2305. Equivalent volume for each end user
Data sources:
x1 = 2304. Rate 1 units (MWh) (in LDNO discounts and volumes adjusted for discount)
x2 = 2304. Rate 2 units (MWh) (in LDNO discounts and volumes adjusted for discount)
x3 = 2304. Rate 3 units (MWh) (in LDNO discounts and volumes adjusted for discount)
x4 = 2304. MPANs (in LDNO discounts and volumes adjusted for discount)
x5 = 2304. Import capacity (kVA) (in LDNO discounts and volumes adjusted for discount)
x6 = 2304. Reactive power units (MVArh) (in LDNO discounts and volumes adjusted for discount)
Kind: | Cell summation | Cell summation | Cell summation | Cell summation | Cell summation | Cell summation
Formula: | =SUM(x1) | =SUM(x2) | =SUM(x3) | =SUM(x4) | =SUM(x5) | =SUM(x6)
| Rate 1 units (MWh) | Rate 2 units (MWh) | Rate 3 units (MWh) | MPANs | Import capacity (kVA) | Reactive power units (MVArh)
Domestic Unrestricted | 4984330.978 | 0 | 0 | 1456997.7721 | 0 | 0
Domestic Two Rate | 2985673.0404 | 1437546.8787 | 0 | 948218.0254 | 0 | 0
Domestic Off Peak (related MPAN) | 158033.5789 | 0 | 0 | 0 | 0 | 0
Small Non Domestic Unrestricted | 1128710.9322 | 0 | 0 | 92436.0984 | 0 | 0
Small Non Domestic Two Rate | 1692049.8647 | 440971.1593 | 0 | 81349.078 | 0 | 0
Small Non Domestic Off Peak (related MPAN) | 6382.2956 | 0 | 0 | 0 | 0 | 0
LV Medium Non-Domestic | 728535.2643 | 189190.1791 | 0 | 7840.4315 | 0 | 0
LV Sub Medium Non-Domestic | 38.4905 | 18.7356 | 0 | 0 | 0 | 0
HV Medium Non-Domestic | 24067.3903 | 6823.5574 | 0 | 181 | 0 | 0
LV HH Metered | 322283.3993 | 1271621.6463 | 1364199.4734 | 7797.6864 | 1540425.8998 | 309338.5493
LV Sub HH Metered | 2624.6772 | 9854.1177 | 11896.2949 | 39 | 22000 | 873.4438
HV HH Metered | 793747.1011 | 3045528.6314 | 4152658.8353 | 2866.6885 | 2657688.5108 | 686776.7639
HV Sub HH Metered | 0 | 0 | 0 | 0 | 0 | 0
NHH UMS category A | 59610.0652 | 0 | 0 | 0 | 0 | 0
NHH UMS category B | 23205.3026 | 0 | 0 | 0 | 0 | 0
NHH UMS category C | 294.0177 | 0 | 0 | 0 | 0 | 0
NHH UMS category D | 8963.6941 | 0 | 0 | 0 | 0 | 0
LV UMS (Pseudo HH Metered) | 13602.7051 | 31529.1217 | 234861.167 | 0 | 0 | 0
LV Generation NHH | 583.7348 | 0 | 0 | 103 | 0 | 0
LV Sub Generation NHH | 0 | 0 | 0 | 0 | 0 | 0
LV Generation Intermittent | 687.096 | 0 | 0 | 30 | 0 | 144.331
LV Generation Non-Intermittent | 177.015 | 655.023 | 895.177 | 42 | 0 | 116.8734
LV Sub Generation Intermittent | 0 | 0 | 0 | 0 | 0 | 0.0864
LV Sub Generation Non-Intermittent | 1829.405 | 7002.248 | 7796.084 | 0 | 0 | 0
HV Generation Intermittent | 3012.548 | 0 | 0 | 11 | 0 | 32.7444
HV Generation Non-Intermittent | 55034.795 | 173353.844 | 342427.519 | 143 | 0 | 5779.5234
HV Sub Generation Intermittent | 0 | 0 | 0 | 0 | 0 | 0
HV Sub Generation Non-Intermittent | 0 | 0 | 0 | 0 | 0 | 0

## Multi
Load characteristics for multiple unit rates for WPD East Midlands in 2013/14 (April Tariffs 2013/14)
2401. Adjust annual hours by distribution time band to match days in year
Data sources:
x1 = 1068. Typical annual hours by distribution time band
x2 = 1010. Days in the charging year (in Financial and general assumptions)
x3 = Total hours in the year according to time band hours input data (in Adjust annual hours by distribution time band to match days in year)
Kind: | Cell summation | Calculation
Formula: | =SUM(x1) | =x1*24*x2/x3
Annual hours by distribution time band (reconciled to days in year)
| Hours aggregate | Red | Amber | Green
Adjust annual hours by distribution time band to match days in year | 8760 | 783 | 2740.5 | 5236.5
2402. Normalisation of split of rate 1 units by time band
Data sources:
x1 = 1061. Average split of rate 1 units by distribution time band
x2 = Total split (in Normalisation of split of rate 1 units by time band)
x3 = 2401. Annual hours by distribution time band (reconciled to days in year) (in Adjust annual hours by distribution time band to match days in year)
x4 = 1010. Days in the charging year (in Financial and general assumptions)
Kind: | Cell summation | Calculation
Formula: | =SUM(x1) | =IF(x2,x1/x2,x3/x4/24)
Normalised split of rate 1 units by distribution time band
| Total split | Red | Amber | Green
Domestic Two Rate | 100% | 15.07% | 41.05% | 43.88%
Domestic Off Peak (related MPAN) | 100% | 3.071% | 32.88% | 64.05%
Small Non Domestic Two Rate | 100% | 12.71% | 51.11% | 36.18%
Small Non Domestic Off Peak (related MPAN) | 100% | 1.656% | 19.07% | 79.27%
LV Medium Non-Domestic | 100% | 13.67% | 53.7% | 32.62%
LV Sub Medium Non-Domestic | 100% | 13.67% | 53.7% | 32.62%
HV Medium Non-Domestic | 100% | 13.48% | 56.74% | 29.78%
2403. Split of rate 1 units between distribution time bands
Data sources:
x1 = 2402. Normalised split of rate 1 units by distribution time band (in Normalisation of split of rate 1 units by time band)
x2 = Split of rate 1 units between distribution time bands (default)
Combine tables = x1 or x2
| Red | Amber | Green
Domestic Two Rate | 15.07% | 41.05% | 43.88%
Domestic Off Peak (related MPAN) | 3.071% | 32.88% | 64.05%
Small Non Domestic Two Rate | 12.71% | 51.11% | 36.18%
Small Non Domestic Off Peak (related MPAN) | 1.656% | 19.07% | 79.27%
LV Medium Non-Domestic | 13.67% | 53.7% | 32.62%
LV Sub Medium Non-Domestic | 13.67% | 53.7% | 32.62%
HV Medium Non-Domestic | 13.48% | 56.74% | 29.78%
LV HH Metered | 100% | 0% | 0%
LV Sub HH Metered | 100% | 0% | 0%
HV HH Metered | 100% | 0% | 0%
HV Sub HH Metered | 100% | 0% | 0%
LV Generation Non-Intermittent | 100% | 0% | 0%
LV Sub Generation Non-Intermittent | 100% | 0% | 0%
HV Generation Non-Intermittent | 100% | 0% | 0%
HV Sub Generation Non-Intermittent | 100% | 0% | 0%
2404. Normalisation of split of rate 2 units by time band
Data sources:
x1 = 1062. Average split of rate 2 units by distribution time band
x2 = Total split (in Normalisation of split of rate 2 units by time band)
x3 = 2401. Annual hours by distribution time band (reconciled to days in year) (in Adjust annual hours by distribution time band to match days in year)
x4 = 1010. Days in the charging year (in Financial and general assumptions)
Kind: | Cell summation | Calculation
Formula: | =SUM(x1) | =IF(x2,x1/x2,x3/x4/24)
Normalised split of rate 2 units by distribution time band
| Total split | Red | Amber | Green
Domestic Two Rate | 100% | 0% | 0% | 100%
Small Non Domestic Two Rate | 100% | 0% | 0% | 100%
LV Medium Non-Domestic | 100% | 0% | 0% | 100%
LV Sub Medium Non-Domestic | 100% | 0% | 0% | 100%
HV Medium Non-Domestic | 100% | 0% | 0% | 100%
2405. Split of rate 2 units between distribution time bands
Data sources:
x1 = 2404. Normalised split of rate 2 units by distribution time band (in Normalisation of split of rate 2 units by time band)
x2 = Split of rate 2 units between distribution time bands (default)
Combine tables = x1 or x2
| Red | Amber | Green
Domestic Two Rate | 0% | 0% | 100%
Small Non Domestic Two Rate | 0% | 0% | 100%
LV Medium Non-Domestic | 0% | 0% | 100%
LV Sub Medium Non-Domestic | 0% | 0% | 100%
HV Medium Non-Domestic | 0% | 0% | 100%
LV HH Metered | 0% | 100% | 0%
LV Sub HH Metered | 0% | 100% | 0%
HV HH Metered | 0% | 100% | 0%
HV Sub HH Metered | 0% | 100% | 0%
LV Generation Non-Intermittent | 0% | 100% | 0%
LV Sub Generation Non-Intermittent | 0% | 100% | 0%
HV Generation Non-Intermittent | 0% | 100% | 0%
HV Sub Generation Non-Intermittent | 0% | 100% | 0%
2406. Split of rate 3 units between distribution time bands (default)
| Red | Amber | Green
LV HH Metered | 0% | 0% | 100%
LV Sub HH Metered | 0% | 0% | 100%
HV HH Metered | 0% | 0% | 100%
HV Sub HH Metered | 0% | 0% | 100%
LV Generation Non-Intermittent | 0% | 0% | 100%
LV Sub Generation Non-Intermittent | 0% | 0% | 100%
HV Generation Non-Intermittent | 0% | 0% | 100%
HV Sub Generation Non-Intermittent | 0% | 0% | 100%
2407. All units (MWh)
Data sources:
x1 = 2305. Rate 1 units (MWh) (in Equivalent volume for each end user)
x2 = 2305. Rate 2 units (MWh) (in Equivalent volume for each end user)
x3 = 2305. Rate 3 units (MWh) (in Equivalent volume for each end user)
Calculation =x1+x2+x3
All units (MWh)
Domestic Unrestricted | 4984330.978
Domestic Two Rate | 4423219.9192
Domestic Off Peak (related MPAN) | 158033.5789
Small Non Domestic Unrestricted | 1128710.9322
Small Non Domestic Two Rate | 2133021.0239
Small Non Domestic Off Peak (related MPAN) | 6382.2956
LV Medium Non-Domestic | 917725.4434
LV Sub Medium Non-Domestic | 57.2261
HV Medium Non-Domestic | 30890.9477
LV HH Metered | 2958104.519
LV Sub HH Metered | 24375.0898
HV HH Metered | 7991934.5678
HV Sub HH Metered | 0
NHH UMS category A | 59610.0652
NHH UMS category B | 23205.3026
NHH UMS category C | 294.0177
NHH UMS category D | 8963.6941
LV UMS (Pseudo HH Metered) | 279992.9938
LV Generation NHH | 583.7348
LV Sub Generation NHH | 0
LV Generation Intermittent | 687.096
LV Generation Non-Intermittent | 1727.215
LV Sub Generation Intermittent | 0
LV Sub Generation Non-Intermittent | 16627.737
HV Generation Intermittent | 3012.548
HV Generation Non-Intermittent | 570816.158
HV Sub Generation Intermittent | 0
HV Sub Generation Non-Intermittent | 0
2408. Calculation of implied load coefficients for two-rate users
Data sources:
x1 = 2407. All units (MWh)
x2 = 2305. Rate 1 units (MWh) (in Equivalent volume for each end user)
x3 = 2403. Split of rate 1 units between distribution time bands
x4 = 2305. Rate 2 units (MWh) (in Equivalent volume for each end user)
x5 = 2405. Split of rate 2 units between distribution time bands
x6 = 2401. Annual hours by distribution time band (reconciled to days in year) (in Adjust annual hours by distribution time band to match days in year)
x7 = Use of distribution time bands by units in demand forecast for two-rate tariffs (in Calculation of implied load coefficients for two-rate users)
x8 = 1010. Days in the charging year (in Financial and general assumptions)
Kind: | Calculation |  |  | Calculation
Formula: | =IF(x1>0,(x2*x3+x4*x5)/x1,0) |  |  | =IF(x6>0,x7*x8*24/x6,0)
Use of distribution time bands by units in demand forecast for two-rate tariffs
| Red | Amber | Green | First-time-band load coefficient for two-rate tariffs
Domestic Two Rate | 10.17% | 27.71% | 62.12% | 1.1379
Small Non Domestic Two Rate | 10.08% | 40.54% | 49.38% | 1.1278
LV Medium Non-Domestic | 10.86% | 42.63% | 46.51% | 1.2145
LV Sub Medium Non-Domestic | 9.197% | 36.12% | 54.68% | 1.029
HV Medium Non-Domestic | 10.5% | 44.2% | 45.29% | 1.175
2409. Calculation of implied load coefficients for three-rate users
Data sources:
x1 = 2407. All units (MWh)
x2 = 2305. Rate 1 units (MWh) (in Equivalent volume for each end user)
x3 = 2403. Split of rate 1 units between distribution time bands
x4 = 2305. Rate 2 units (MWh) (in Equivalent volume for each end user)
x5 = 2405. Split of rate 2 units between distribution time bands
x6 = 2305. Rate 3 units (MWh) (in Equivalent volume for each end user)
x7 = 2406. Split of rate 3 units between distribution time bands (default)
x8 = 2401. Annual hours by distribution time band (reconciled to days in year) (in Adjust annual hours by distribution time band to match days in year)
x9 = Use of distribution time bands by units in demand forecast for three-rate tariffs (in Calculation of implied load coefficients for three-rate users)
x10 = 1010. Days in the charging year (in Financial and general assumptions)
Kind: | Calculation |  |  | Calculation
Formula: | =IF(x1>0,(x2*x3+x4*x5+x6*x7)/x1,0) |  |  | =IF(x8>0,x9*x10*24/x8,0)
Use of distribution time bands by units in demand forecast for three-rate tariffs
| Red | Amber | Green | First-time-band load coefficient for three-rate tariffs
LV HH Metered | 10.89% | 42.99% | 46.12% | 1.2189
LV Sub HH Metered | 10.77% | 40.43% | 48.81% | 1.2047
HV HH Metered | 9.932% | 38.11% | 51.96% | 1.1111
HV Sub HH Metered | 0% | 0% | 0% | 0
2410. Calculation of adjusted time band load coefficients
Data sources:
x1 = 2408. First-time-band load coefficient for two-rate tariffs (in Calculation of implied load coefficients for two-rate users)
x2 = 2409. First-time-band load coefficient for three-rate tariffs (in Calculation of implied load coefficients for three-rate users)
x3 = First-time-band load coefficient (in Calculation of adjusted time band load coefficients)
x4 = 2302. Load coefficient
Kind: | Combine tables | Calculation
Formula: | = x1 or x2 | =IF(x3<>0,x4/x3,IF(x4<0,-1,1))
| First-time-band load coefficient | Load coefficient correction factor (kW at peak in band / band average kW)
Domestic Two Rate | 1.1379 | 1.6232
Domestic Off Peak (related MPAN) |  | 1
Small Non Domestic Two Rate | 1.1278 | 1.2835
Small Non Domestic Off Peak (related MPAN) |  | 1
LV Medium Non-Domestic | 1.2145 | 1.2345
LV Sub Medium Non-Domestic | 1.029 | 1.457
HV Medium Non-Domestic | 1.175 | 1.3262
LV HH Metered | 1.2189 | 1.1523
LV Sub HH Metered | 1.2047 | 1.1659
HV HH Metered | 1.1111 | 1.0458
HV Sub HH Metered | 0 | 1
LV Generation Non-Intermittent |  | -1
LV Sub Generation Non-Intermittent |  | -1
HV Generation Non-Intermittent |  | -1
HV Sub Generation Non-Intermittent |  | -1
2411. Normalisation of peaking probabilities
Data sources:
x1 = 1069. Red, amber and green peaking probabilities (in Peaking probabilities by network level)
x2 = Total probability (should be 100%) (in Normalisation of peaking probabilities)
x3 = 1068. Typical annual hours by distribution time band
x4 = 2401. Total hours in the year according to time band hours input data (in Adjust annual hours by distribution time band to match days in year)
Kind: | Cell summation | Calculation
Formula: | =SUM(x1) | =IF(x2,x1/x2,x3/x4)
Normalised peaking probabilities
| Total probability (should be 100%) | Red | Amber | Green
GSPs | 100% | 100% | 0% | 0%
132kV | 100% | 83.43% | 15.51% | 1.061%
132kV/EHV | 100% | 83.43% | 15.51% | 1.061%
EHV | 100% | 69.29% | 26.9% | 3.808%
EHV/HV | 100% | 69.29% | 26.9% | 3.808%
132kV/HV | 100% | 83.43% | 15.51% | 1.061%
HV | 100% | 69.29% | 26.9% | 3.808%
HV/LV | 100% | 69.29% | 26.9% | 3.808%
LV circuits | 100% | 69.29% | 26.9% | 3.808%
2412. Peaking probabilities by network level (reshaped)
Data sources:
x1 = 2411. Normalised peaking probabilities (in Normalisation of peaking probabilities)
Reshape table = x1
| GSPs | Red | Amber | Green | 132kV | Red | Amber | Green | 132kV/EHV | Red | Amber | Green | EHV | Red | Amber | Green | EHV/HV | Red | Amber | Green | 132kV/HV | Red | Amber | Green | HV | Red | Amber | Green | HV/LV | Red | Amber | Green | LV circuits | Red | Amber | Green
Probability of peak within timeband |  | 100% | 0% | 0% |  | 83.43% | 15.51% | 1.061% |  | 83.43% | 15.51% | 1.061% |  | 69.29% | 26.9% | 3.808% |  | 69.29% | 26.9% | 3.808% |  | 83.43% | 15.51% | 1.061% |  | 69.29% | 26.9% | 3.808% |  | 69.29% | 26.9% | 3.808% |  | 69.29% | 26.9% | 3.808%
2413. Pseudo load coefficient by time band and network level
Data sources:
x1 = 2401. Annual hours by distribution time band (reconciled to days in year) (in Adjust annual hours by distribution time band to match days in year)
x2 = 2410. Load coefficient correction factor (kW at peak in band / band average kW) (in Calculation of adjusted time band load coefficients)
x3 = 2412. Peaking probabilities by network level (reshaped)
x4 = 1010. Days in the charging year (in Financial and general assumptions)
Calculation =IF(x1>0,x2*x3*24*x4/x1,0)
| GSPs | Red | Amber | Green | 132kV | Red | Amber | Green | 132kV/EHV | Red | Amber | Green | EHV | Red | Amber | Green | EHV/HV | Red | Amber | Green | 132kV/HV | Red | Amber | Green | HV | Red | Amber | Green | HV/LV | Red | Amber | Green | LV circuits | Red | Amber | Green
Domestic Two Rate |  | 18.1598 | 0 | 0 |  | 15.1502 | 0.80482 | 0.028821 |  | 15.1502 | 0.80482 | 0.028821 |  | 12.5833 | 1.3957 | 0.10341 |  | 12.5833 | 1.3957 | 0.10341 |  | 15.1502 | 0.80482 | 0.028821 |  | 12.5833 | 1.3957 | 0.10341 |  | 12.5833 | 1.3957 | 0.10341 |  | 12.5833 | 1.3957 | 0.10341
Domestic Off Peak (related MPAN) |  | 11.1877 | 0 | 0 |  | 9.3336 | 0.49583 | 0.017756 |  | 9.3336 | 0.49583 | 0.017756 |  | 7.7522 | 0.85984 | 0.06371 |  | 7.7522 | 0.85984 | 0.06371 |  | 9.3336 | 0.49583 | 0.017756 |  | 7.7522 | 0.85984 | 0.06371 |  | 7.7522 | 0.85984 | 0.06371 |  | 7.7522 | 0.85984 | 0.06371
Small Non Domestic Two Rate |  | 14.3593 | 0 | 0 |  | 11.9795 | 0.63639 | 0.02279 |  | 11.9795 | 0.63639 | 0.02279 |  | 9.9498 | 1.1036 | 0.081771 |  | 9.9498 | 1.1036 | 0.081771 |  | 11.9795 | 0.63639 | 0.02279 |  | 9.9498 | 1.1036 | 0.081771 |  | 9.9498 | 1.1036 | 0.081771 |  | 9.9498 | 1.1036 | 0.081771
Small Non Domestic Off Peak (related MPAN) |  | 11.1877 | 0 | 0 |  | 9.3336 | 0.49583 | 0.017756 |  | 9.3336 | 0.49583 | 0.017756 |  | 7.7522 | 0.85984 | 0.06371 |  | 7.7522 | 0.85984 | 0.06371 |  | 9.3336 | 0.49583 | 0.017756 |  | 7.7522 | 0.85984 | 0.06371 |  | 7.7522 | 0.85984 | 0.06371 |  | 7.7522 | 0.85984 | 0.06371
LV Medium Non-Domestic |  | 13.8112 | 0 | 0 |  | 11.5223 | 0.6121 | 0.02192 |  | 11.5223 | 0.6121 | 0.02192 |  | 9.5701 | 1.0615 | 0.07865 |  | 9.5701 | 1.0615 | 0.07865 |  | 11.5223 | 0.6121 | 0.02192 |  | 9.5701 | 1.0615 | 0.07865 |  | 9.5701 | 1.0615 | 0.07865 |  | 9.5701 | 1.0615 | 0.07865
LV Sub Medium Non-Domestic |  | 16.3009 | 0 | 0 |  | 13.5993 | 0.72244 | 0.025871 |  | 13.5993 | 0.72244 | 0.025871 |  | 11.2952 | 1.2528 | 0.092828 |  | 11.2952 | 1.2528 | 0.092828 |  | 13.5993 | 0.72244 | 0.025871 |  | 11.2952 | 1.2528 | 0.092828 |  | 11.2952 | 1.2528 | 0.092828 |  | 11.2952 | 1.2528 | 0.092828
HV Medium Non-Domestic |  | 14.8376 | 0 | 0 |  | 12.3786 | 0.65759 | 0.023549 |  | 12.3786 | 0.65759 | 0.023549 |  | 10.2813 | 1.1404 | 0.084495 |  | 10.2813 | 1.1404 | 0.084495 |  | 12.3786 | 0.65759 | 0.023549 |  | 10.2813 | 1.1404 | 0.084495 |  | 10.2813 | 1.1404 | 0.084495 |  | 10.2813 | 1.1404 | 0.084495
LV HH Metered |  | 12.892 | 0 | 0 |  | 10.7554 | 0.57136 | 0.020461 |  | 10.7554 | 0.57136 | 0.020461 |  | 8.9332 | 0.99083 | 0.073416 |  | 8.9332 | 0.99083 | 0.073416 |  | 10.7554 | 0.57136 | 0.020461 |  | 8.9332 | 0.99083 | 0.073416 |  | 8.9332 | 0.99083 | 0.073416 |  | 8.9332 | 0.99083 | 0.073416
LV Sub HH Metered |  | 13.0442 | 0 | 0 |  | 10.8823 | 0.5781 | 0.020702 |  | 10.8823 | 0.5781 | 0.020702 |  | 9.0386 | 1.0025 | 0.074282 |  | 9.0386 | 1.0025 | 0.074282 |  | 10.8823 | 0.5781 | 0.020702 |  | 9.0386 | 1.0025 | 0.074282 |  | 9.0386 | 1.0025 | 0.074282 |  | 9.0386 | 1.0025 | 0.074282
HV HH Metered |  | 11.6998 | 0 | 0 |  | 9.7608 | 0.51852 | 0.018569 |  | 9.7608 | 0.51852 | 0.018569 |  | 8.107 | 0.89919 | 0.066626 |  | 8.107 | 0.89919 | 0.066626 |  | 9.7608 | 0.51852 | 0.018569 |  | 8.107 | 0.89919 | 0.066626 |  | 8.107 | 0.89919 | 0.066626 |  | 8.107 | 0.89919 | 0.066626
HV Sub HH Metered |  | 11.1877 | 0 | 0 |  | 9.3336 | 0.49583 | 0.017756 |  | 9.3336 | 0.49583 | 0.017756 |  | 7.7522 | 0.85984 | 0.06371 |  | 7.7522 | 0.85984 | 0.06371 |  | 9.3336 | 0.49583 | 0.017756 |  | 7.7522 | 0.85984 | 0.06371 |  | 7.7522 | 0.85984 | 0.06371 |  | 7.7522 | 0.85984 | 0.06371
LV Generation Non-Intermittent |  | -11.1877 | 0 | 0 |  | -9.3336 | -0.49583 | -0.017756 |  | -9.3336 | -0.49583 | -0.017756 |  | -7.7522 | -0.85984 | -0.06371 |  | -7.7522 | -0.85984 | -0.06371 |  | -9.3336 | -0.49583 | -0.017756 |  | -7.7522 | -0.85984 | -0.06371 |  | -7.7522 | -0.85984 | -0.06371 |  | -7.7522 | -0.85984 | -0.06371
LV Sub Generation Non-Intermittent |  | -11.1877 | 0 | 0 |  | -9.3336 | -0.49583 | -0.017756 |  | -9.3336 | -0.49583 | -0.017756 |  | -7.7522 | -0.85984 | -0.06371 |  | -7.7522 | -0.85984 | -0.06371 |  | -9.3336 | -0.49583 | -0.017756 |  | -7.7522 | -0.85984 | -0.06371 |  | -7.7522 | -0.85984 | -0.06371 |  | -7.7522 | -0.85984 | -0.06371
HV Generation Non-Intermittent |  | -11.1877 | 0 | 0 |  | -9.3336 | -0.49583 | -0.017756 |  | -9.3336 | -0.49583 | -0.017756 |  | -7.7522 | -0.85984 | -0.06371 |  | -7.7522 | -0.85984 | -0.06371 |  | -9.3336 | -0.49583 | -0.017756 |  | -7.7522 | -0.85984 | -0.06371 |  | -7.7522 | -0.85984 | -0.06371 |  | -7.7522 | -0.85984 | -0.06371
HV Sub Generation Non-Intermittent |  | -11.1877 | 0 | 0 |  | -9.3336 | -0.49583 | -0.017756 |  | -9.3336 | -0.49583 | -0.017756 |  | -7.7522 | -0.85984 | -0.06371 |  | -7.7522 | -0.85984 | -0.06371 |  | -9.3336 | -0.49583 | -0.017756 |  | -7.7522 | -0.85984 | -0.06371 |  | -7.7522 | -0.85984 | -0.06371 |  | -7.7522 | -0.85984 | -0.06371
2414. Unit rate 1 pseudo load coefficient by network level
Data sources:
x1 = 2413. Pseudo load coefficient by time band and network level
x2 = 2403. Split of rate 1 units between distribution time bands
Sum-product calculation =SUMPRODUCT(x1, x2)
| GSPs | 132kV | 132kV/EHV | EHV | EHV/HV | 132kV/HV | HV | HV/LV | LV circuits
Domestic Two Rate | 2.7363 | 2.6258 | 2.6258 | 2.5144 | 2.5144 | 2.6258 | 2.5144 | 2.5144 | 2.5144
Domestic Off Peak (related MPAN) | 0.34355 | 0.461 | 0.461 | 0.56155 | 0.56155 | 0.461 | 0.56155 | 0.56155 | 0.56155
Small Non Domestic Two Rate | 1.8248 | 1.8559 | 1.8559 | 1.8581 | 1.8581 | 1.8559 | 1.8581 | 1.8581 | 1.8581
Small Non Domestic Off Peak (related MPAN) | 0.18527 | 0.26322 | 0.26322 | 0.34289 | 0.34289 | 0.26322 | 0.34289 | 0.34289 | 0.34289
LV Medium Non-Domestic | 1.8886 | 1.9114 | 1.9114 | 1.9043 | 1.9043 | 1.9114 | 1.9043 | 1.9043 | 1.9043
LV Sub Medium Non-Domestic | 2.229 | 2.256 | 2.256 | 2.2476 | 2.2476 | 2.256 | 2.2476 | 2.2476 | 2.2476
HV Medium Non-Domestic | 2.0002 | 2.0488 | 2.0488 | 2.0581 | 2.0581 | 2.0488 | 2.0581 | 2.0581 | 2.0581
LV HH Metered | 12.892 | 10.7554 | 10.7554 | 8.9332 | 8.9332 | 10.7554 | 8.9332 | 8.9332 | 8.9332
LV Sub HH Metered | 13.0442 | 10.8823 | 10.8823 | 9.0386 | 9.0386 | 10.8823 | 9.0386 | 9.0386 | 9.0386
HV HH Metered | 11.6998 | 9.7608 | 9.7608 | 8.107 | 8.107 | 9.7608 | 8.107 | 8.107 | 8.107
HV Sub HH Metered | 11.1877 | 9.3336 | 9.3336 | 7.7522 | 7.7522 | 9.3336 | 7.7522 | 7.7522 | 7.7522
LV Generation Non-Intermittent | -11.1877 | -9.3336 | -9.3336 | -7.7522 | -7.7522 | -9.3336 | -7.7522 | -7.7522 | -7.7522
LV Sub Generation Non-Intermittent | -11.1877 | -9.3336 | -9.3336 | -7.7522 | -7.7522 | -9.3336 | -7.7522 | -7.7522 | -7.7522
HV Generation Non-Intermittent | -11.1877 | -9.3336 | -9.3336 | -7.7522 | -7.7522 | -9.3336 | -7.7522 | -7.7522 | -7.7522
HV Sub Generation Non-Intermittent | -11.1877 | -9.3336 | -9.3336 | -7.7522 | -7.7522 | -9.3336 | -7.7522 | -7.7522 | -7.7522
2415. Unit rate 2 pseudo load coefficient by network level
Data sources:
x1 = 2413. Pseudo load coefficient by time band and network level
x2 = 2405. Split of rate 2 units between distribution time bands
Sum-product calculation =SUMPRODUCT(x1, x2)
| GSPs | 132kV | 132kV/EHV | EHV | EHV/HV | 132kV/HV | HV | HV/LV | LV circuits
Domestic Two Rate | 0 | 0.028821 | 0.028821 | 0.10341 | 0.10341 | 0.028821 | 0.10341 | 0.10341 | 0.10341
Small Non Domestic Two Rate | 0 | 0.02279 | 0.02279 | 0.081771 | 0.081771 | 0.02279 | 0.081771 | 0.081771 | 0.081771
LV Medium Non-Domestic | 0 | 0.02192 | 0.02192 | 0.07865 | 0.07865 | 0.02192 | 0.07865 | 0.07865 | 0.07865
LV Sub Medium Non-Domestic | 0 | 0.025871 | 0.025871 | 0.092828 | 0.092828 | 0.025871 | 0.092828 | 0.092828 | 0.092828
HV Medium Non-Domestic | 0 | 0.023549 | 0.023549 | 0.084495 | 0.084495 | 0.023549 | 0.084495 | 0.084495 | 0.084495
LV HH Metered | 0 | 0.57136 | 0.57136 | 0.99083 | 0.99083 | 0.57136 | 0.99083 | 0.99083 | 0.99083
LV Sub HH Metered | 0 | 0.5781 | 0.5781 | 1.0025 | 1.0025 | 0.5781 | 1.0025 | 1.0025 | 1.0025
HV HH Metered | 0 | 0.51852 | 0.51852 | 0.89919 | 0.89919 | 0.51852 | 0.89919 | 0.89919 | 0.89919
HV Sub HH Metered | 0 | 0.49583 | 0.49583 | 0.85984 | 0.85984 | 0.49583 | 0.85984 | 0.85984 | 0.85984
LV Generation Non-Intermittent | 0 | -0.49583 | -0.49583 | -0.85984 | -0.85984 | -0.49583 | -0.85984 | -0.85984 | -0.85984
LV Sub Generation Non-Intermittent | 0 | -0.49583 | -0.49583 | -0.85984 | -0.85984 | -0.49583 | -0.85984 | -0.85984 | -0.85984
HV Generation Non-Intermittent | 0 | -0.49583 | -0.49583 | -0.85984 | -0.85984 | -0.49583 | -0.85984 | -0.85984 | -0.85984
HV Sub Generation Non-Intermittent | 0 | -0.49583 | -0.49583 | -0.85984 | -0.85984 | -0.49583 | -0.85984 | -0.85984 | -0.85984
2416. Unit rate 3 pseudo load coefficient by network level
Data sources:
x1 = 2413. Pseudo load coefficient by time band and network level
x2 = 2406. Split of rate 3 units between distribution time bands (default)
Sum-product calculation =SUMPRODUCT(x1, x2)
| GSPs | 132kV | 132kV/EHV | EHV | EHV/HV | 132kV/HV | HV | HV/LV | LV circuits
LV HH Metered | 0 | 0.020461 | 0.020461 | 0.073416 | 0.073416 | 0.020461 | 0.073416 | 0.073416 | 0.073416
LV Sub HH Metered | 0 | 0.020702 | 0.020702 | 0.074282 | 0.074282 | 0.020702 | 0.074282 | 0.074282 | 0.074282
HV HH Metered | 0 | 0.018569 | 0.018569 | 0.066626 | 0.066626 | 0.018569 | 0.066626 | 0.066626 | 0.066626
HV Sub HH Metered | 0 | 0.017756 | 0.017756 | 0.06371 | 0.06371 | 0.017756 | 0.06371 | 0.06371 | 0.06371
LV Generation Non-Intermittent | 0 | -0.017756 | -0.017756 | -0.06371 | -0.06371 | -0.017756 | -0.06371 | -0.06371 | -0.06371
LV Sub Generation Non-Intermittent | 0 | -0.017756 | -0.017756 | -0.06371 | -0.06371 | -0.017756 | -0.06371 | -0.06371 | -0.06371
HV Generation Non-Intermittent | 0 | -0.017756 | -0.017756 | -0.06371 | -0.06371 | -0.017756 | -0.06371 | -0.06371 | -0.06371
HV Sub Generation Non-Intermittent | 0 | -0.017756 | -0.017756 | -0.06371 | -0.06371 | -0.017756 | -0.06371 | -0.06371 | -0.06371
2417. Adjust annual hours by special distribution time band to match days in year
Data sources:
x1 = 1066. Typical annual hours by special distribution time band
x2 = 1010. Days in the charging year (in Financial and general assumptions)
x3 = Total hours in the year according to special time band hours input data (in Adjust annual hours by special distribution time band to match days in year)
Kind: | Cell summation | Calculation
Formula: | =SUM(x1) | =x1*24*x2/x3
Annual hours by special distribution time band (reconciled to days in year)
| Hours aggregate | Black | Yellow | Green
Adjust annual hours by special distribution time band to match days in year | 8760 | 258 | 3265.5 | 5236.5
2418. Normalisation of split of rate 1 units by special time band
Data sources:
x1 = 1064. Average split of rate 1 units by special distribution time band
x2 = Total split (in Normalisation of split of rate 1 units by special time band)
x3 = 2417. Annual hours by special distribution time band (reconciled to days in year) (in Adjust annual hours by special distribution time band to match days in year)
x4 = 1010. Days in the charging year (in Financial and general assumptions)
Kind: | Cell summation | Calculation
Formula: | =SUM(x1) | =IF(x2,x1/x2,x3/x4/24)
Normalised split of rate 1 units by special distribution time band
| Total split | Black | Yellow | Green
NHH UMS category A | 100% | 2.968% | 37.25% | 59.78%
NHH UMS category B | 100% | 5.078% | 8.927% | 86%
NHH UMS category C | 100% | 9.743% | 17.85% | 72.41%
NHH UMS category D | 100% | 1.561% | 60.73% | 37.71%
2419. Split of rate 1 units between special distribution time bands
Data sources:
x1 = 2418. Normalised split of rate 1 units by special distribution time band (in Normalisation of split of rate 1 units by special time band)
x2 = Split of rate 1 units between special distribution time bands (default)
Combine tables = x1 or x2
| Black | Yellow | Green
NHH UMS category A | 2.968% | 37.25% | 59.78%
NHH UMS category B | 5.078% | 8.927% | 86%
NHH UMS category C | 9.743% | 17.85% | 72.41%
NHH UMS category D | 1.561% | 60.73% | 37.71%
LV UMS (Pseudo HH Metered) | 100% | 0% | 0%
2420. Split of rate 2 units between special distribution time bands (default)
| Black | Yellow | Green
LV UMS (Pseudo HH Metered) | 0% | 100% | 0%
2421. Split of rate 3 units between special distribution time bands (default)
| Black | Yellow | Green
LV UMS (Pseudo HH Metered) | 0% | 0% | 100%
2422. Calculation of implied special load coefficients for one-rate users
Data sources:
x1 = 2407. All units (MWh)
x2 = 2305. Rate 1 units (MWh) (in Equivalent volume for each end user)
x3 = 2419. Split of rate 1 units between special distribution time bands
x4 = 2417. Annual hours by special distribution time band (reconciled to days in year) (in Adjust annual hours by special distribution time band to match days in year)
x5 = Use of special distribution time bands by units in demand forecast for one-rate tariffs (in Calculation of implied special load coefficients for one-rate users)
x6 = 1010. Days in the charging year (in Financial and general assumptions)
Kind: | Calculation |  |  | Calculation
Formula: | =IF(x1>0,(x2*x3)/x1,0) |  |  | =IF(x4>0,x5*x6*24/x4,0)
Use of special distribution time bands by units in demand forecast for one-rate tariffs
| Black | Yellow | Green | First-time-band special load coefficient for one-rate tariffs
NHH UMS category A | 2.968% | 37.25% | 59.78% | 1.0078
NHH UMS category B | 5.078% | 8.927% | 86% | 1.7241
NHH UMS category C | 9.743% | 17.85% | 72.41% | 3.308
NHH UMS category D | 1.561% | 60.73% | 37.71% | 0.53016
2423. Calculation of implied special load coefficients for three-rate users
Data sources:
x1 = 2407. All units (MWh)
x2 = 2305. Rate 1 units (MWh) (in Equivalent volume for each end user)
x3 = 2419. Split of rate 1 units between special distribution time bands
x4 = 2305. Rate 2 units (MWh) (in Equivalent volume for each end user)
x5 = 2420. Split of rate 2 units between special distribution time bands (default)
x6 = 2305. Rate 3 units (MWh) (in Equivalent volume for each end user)
x7 = 2421. Split of rate 3 units between special distribution time bands (default)
x8 = 2417. Annual hours by special distribution time band (reconciled to days in year) (in Adjust annual hours by special distribution time band to match days in year)
x9 = Use of special distribution time bands by units in demand forecast for three-rate tariffs (in Calculation of implied special load coefficients for three-rate users)
x10 = 1010. Days in the charging year (in Financial and general assumptions)
Kind: | Calculation |  |  | Calculation
Formula: | =IF(x1>0,(x2*x3+x4*x5+x6*x7)/x1,0) |  |  | =IF(x8>0,x9*x10*24/x8,0)
Use of special distribution time bands by units in demand forecast for three-rate tariffs
| Black | Yellow | Green | First-time-band special load coefficient for three-rate tariffs
LV UMS (Pseudo HH Metered) | 4.858% | 11.26% | 83.88% | 1.6495
2424. Estimated contributions to peak demand
Data sources:
x1 = 2422. First-time-band special load coefficient for one-rate tariffs (in Calculation of implied special load coefficients for one-rate users)
x2 = 2423. First-time-band special load coefficient for three-rate tariffs (in Calculation of implied special load coefficients for three-rate users)
x3 = First-time-band special load coefficient (in Estimated contributions to peak demand)
x4 = 2407. All units (MWh)
x5 = 1010. Days in the charging year (in Financial and general assumptions)
x6 = 2302. Load coefficient
Kind: | Combine tables | Calculation | Calculation
Formula: | = x1 or x2 | =x3*x4/24/x5*1000 | =x6*x4/24/x5*1000
| First-time-band special load coefficient | Contribution to first-band peak kW | Contribution to system-peak-time kW
NHH UMS category A | 1.0078 | 6857.5524 | 6804.802
NHH UMS category B | 1.7241 | 4567.2828 | 5594.538
NHH UMS category C | 3.308 | 111.0302 | 129.4169
NHH UMS category D | 0.53016 | 542.4924 | 139.1427
LV UMS (Pseudo HH Metered) | 1.6495 | 52723.6631 | 65171.5618
2425. Mapping of tariffs to tariff groups for coincidence adjustment factor
Unmetered
NHH UMS category A | 1
NHH UMS category B | 1
NHH UMS category C | 1
NHH UMS category D | 1
LV UMS (Pseudo HH Metered) | 1
2426. Group contribution to first-band peak kW
Data sources:
x1 = 2425. Mapping of tariffs to tariff groups for coincidence adjustment factor
x2 = 2424. Contribution to first-band peak kW (in Estimated contributions to peak demand)
Sum-product calculation =SUMPRODUCT(x1, x2)
Unmetered
Black | 64802.021
2427. Group contribution to system-peak-time kW
Data sources:
x1 = 2425. Mapping of tariffs to tariff groups for coincidence adjustment factor
x2 = 2424. Contribution to system-peak-time kW (in Estimated contributions to peak demand)
Sum-product calculation =SUMPRODUCT(x1, x2)
Unmetered
Group contribution to system-peak-time kW | 77839.4613
2428. Load coefficient correction factor for each group
Data sources:
x1 = 2426. Group contribution to first-band peak kW
x2 = 2427. Group contribution to system-peak-time kW
Calculation =IF(x1,x2/x1,0)
Unmetered
Load coefficient correction factor for each group | 1.2012
2429. Load coefficient correction factor (based on group)
Data sources:
x1 = 2425. Mapping of tariffs to tariff groups for coincidence adjustment factor
x2 = 2428. Load coefficient correction factor for each group
Sum-product calculation =SUMPRODUCT(x1, x2)
Load coefficient correction factor (based on group)
NHH UMS category A | 1.2012
NHH UMS category B | 1.2012
NHH UMS category C | 1.2012
NHH UMS category D | 1.2012
LV UMS (Pseudo HH Metered) | 1.2012
2430. Calculation of special peaking probabilities
Data sources:
x1 = 2411. Normalised peaking probabilities (in Normalisation of peaking probabilities)
x2 = Amber peaking probabilities (in Calculation of special peaking probabilities)
x3 = 1010. Days in the charging year (in Financial and general assumptions)
x4 = 2401. Annual hours by distribution time band (reconciled to days in year) (in Adjust annual hours by distribution time band to match days in year)
x5 = 1069. Black peaking probabilities (in Peaking probabilities by network level)
x6 = Red peaking probabilities (in Calculation of special peaking probabilities)
x7 = Amber peaking rates (in Calculation of special peaking probabilities)
x8 = 2417. Annual hours by special distribution time band (reconciled to days in year) (in Adjust annual hours by special distribution time band to match days in year)
x9 = Yellow peaking probabilities (in Calculation of special peaking probabilities)
x10 = Green peaking probabilities (in Calculation of special peaking probabilities)
Kind: | Copy cells | Copy cells | Copy cells | Calculation | Calculation | Calculation
Formula: | =x1 | =x1 | =x1 | =x2*24*x3/x4 | =IF(x5,x2+x6-x5,x7*x8/x3/24) | =1-x9-x10
| Red peaking probabilities | Amber peaking probabilities | Green peaking probabilities | Amber peaking rates | Yellow peaking probabilities | Black peaking probabilities
GSPs | 100% | 0% | 0% | 0 | 0% | 100%
132kV | 83.43% | 15.51% | 1.061% | 0.49583 | 16.78% | 82.16%
132kV/EHV | 83.43% | 15.51% | 1.061% | 0.49583 | 16.78% | 82.16%
EHV | 69.29% | 26.9% | 3.808% | 0.85984 | 28.65% | 67.54%
EHV/HV | 69.29% | 26.9% | 3.808% | 0.85984 | 28.65% | 67.54%
132kV/HV | 83.43% | 15.51% | 1.061% | 0.49583 | 16.78% | 82.16%
HV | 69.29% | 26.9% | 3.808% | 0.85984 | 28.65% | 67.54%
HV/LV | 69.29% | 26.9% | 3.808% | 0.85984 | 28.65% | 67.54%
LV circuits | 69.29% | 26.9% | 3.808% | 0.85984 | 28.65% | 67.54%
2431. Special peaking probabilities by network level
Data sources:
x1 = 2430. Green peaking probabilities (in Calculation of special peaking probabilities)
x2 = 2430. Yellow peaking probabilities (in Calculation of special peaking probabilities)
x3 = 2430. Black peaking probabilities (in Calculation of special peaking probabilities)
Combine tables = x1 or x2 or x3
| Black | Yellow | Green
GSPs | 100% | 0% | 0%
132kV | 82.16% | 16.78% | 1.061%
132kV/EHV | 82.16% | 16.78% | 1.061%
EHV | 67.54% | 28.65% | 3.808%
EHV/HV | 67.54% | 28.65% | 3.808%
132kV/HV | 82.16% | 16.78% | 1.061%
HV | 67.54% | 28.65% | 3.808%
HV/LV | 67.54% | 28.65% | 3.808%
LV circuits | 67.54% | 28.65% | 3.808%
2432. Special peaking probabilities by network level (reshaped)
Data sources:
x1 = 2431. Special peaking probabilities by network level
Reshape table = x1
| GSPs | Black | Yellow | Green | 132kV | Black | Yellow | Green | 132kV/EHV | Black | Yellow | Green | EHV | Black | Yellow | Green | EHV/HV | Black | Yellow | Green | 132kV/HV | Black | Yellow | Green | HV | Black | Yellow | Green | HV/LV | Black | Yellow | Green | LV circuits | Black | Yellow | Green
Probability of peak within timeband |  | 100% | 0% | 0% |  | 82.16% | 16.78% | 1.061% |  | 82.16% | 16.78% | 1.061% |  | 67.54% | 28.65% | 3.808% |  | 67.54% | 28.65% | 3.808% |  | 82.16% | 16.78% | 1.061% |  | 67.54% | 28.65% | 3.808% |  | 67.54% | 28.65% | 3.808% |  | 67.54% | 28.65% | 3.808%
2433. Pseudo load coefficient by time band and network level
Data sources:
x1 = 2417. Annual hours by special distribution time band (reconciled to days in year) (in Adjust annual hours by special distribution time band to match days in year)
x2 = 2429. Load coefficient correction factor (based on group)
x3 = 2432. Special peaking probabilities by network level (reshaped)
x4 = 1010. Days in the charging year (in Financial and general assumptions)
Calculation =IF(x1>0,x2*x3*24*x4/x1,0)
| GSPs | Black | Yellow | Green | 132kV | Black | Yellow | Green | 132kV/EHV | Black | Yellow | Green | EHV | Black | Yellow | Green | EHV/HV | Black | Yellow | Green | 132kV/HV | Black | Yellow | Green | HV | Black | Yellow | Green | HV/LV | Black | Yellow | Green | LV circuits | Black | Yellow | Green
NHH UMS category A |  | 40.7845 | 0 | 0 |  | 33.5085 | 0.54067 | 0.021328 |  | 33.5085 | 0.54067 | 0.021328 |  | 27.5479 | 0.92308 | 0.076528 |  | 27.5479 | 0.92308 | 0.076528 |  | 33.5085 | 0.54067 | 0.021328 |  | 27.5479 | 0.92308 | 0.076528 |  | 27.5479 | 0.92308 | 0.076528 |  | 27.5479 | 0.92308 | 0.076528
NHH UMS category B |  | 40.7845 | 0 | 0 |  | 33.5085 | 0.54067 | 0.021328 |  | 33.5085 | 0.54067 | 0.021328 |  | 27.5479 | 0.92308 | 0.076528 |  | 27.5479 | 0.92308 | 0.076528 |  | 33.5085 | 0.54067 | 0.021328 |  | 27.5479 | 0.92308 | 0.076528 |  | 27.5479 | 0.92308 | 0.076528 |  | 27.5479 | 0.92308 | 0.076528
NHH UMS category C |  | 40.7845 | 0 | 0 |  | 33.5085 | 0.54067 | 0.021328 |  | 33.5085 | 0.54067 | 0.021328 |  | 27.5479 | 0.92308 | 0.076528 |  | 27.5479 | 0.92308 | 0.076528 |  | 33.5085 | 0.54067 | 0.021328 |  | 27.5479 | 0.92308 | 0.076528 |  | 27.5479 | 0.92308 | 0.076528 |  | 27.5479 | 0.92308 | 0.076528
NHH UMS category D |  | 40.7845 | 0 | 0 |  | 33.5085 | 0.54067 | 0.021328 |  | 33.5085 | 0.54067 | 0.021328 |  | 27.5479 | 0.92308 | 0.076528 |  | 27.5479 | 0.92308 | 0.076528 |  | 33.5085 | 0.54067 | 0.021328 |  | 27.5479 | 0.92308 | 0.076528 |  | 27.5479 | 0.92308 | 0.076528 |  | 27.5479 | 0.92308 | 0.076528
LV UMS (Pseudo HH Metered) |  | 40.7845 | 0 | 0 |  | 33.5085 | 0.54067 | 0.021328 |  | 33.5085 | 0.54067 | 0.021328 |  | 27.5479 | 0.92308 | 0.076528 |  | 27.5479 | 0.92308 | 0.076528 |  | 33.5085 | 0.54067 | 0.021328 |  | 27.5479 | 0.92308 | 0.076528 |  | 27.5479 | 0.92308 | 0.076528 |  | 27.5479 | 0.92308 | 0.076528
2434. Unit rate 1 pseudo load coefficient by network level (special)
Data sources:
x1 = 2433. Pseudo load coefficient by time band and network level
x2 = 2419. Split of rate 1 units between special distribution time bands
Sum-product calculation =SUMPRODUCT(x1, x2)
| GSPs | 132kV | 132kV/EHV | EHV | EHV/HV | 132kV/HV | HV | HV/LV | LV circuits
NHH UMS category A | 1.2105 | 1.2087 | 1.2087 | 1.2073 | 1.2073 | 1.2087 | 1.2073 | 1.2073 | 1.2073
NHH UMS category B | 2.071 | 1.7682 | 1.7682 | 1.5471 | 1.5471 | 1.7682 | 1.5471 | 1.5471 | 1.5471
NHH UMS category C | 3.9736 | 3.3766 | 3.3766 | 2.9041 | 2.9041 | 3.3766 | 2.9041 | 2.9041 | 2.9041
NHH UMS category D | 0.63683 | 0.8596 | 0.8596 | 1.0196 | 1.0196 | 0.8596 | 1.0196 | 1.0196 | 1.0196
LV UMS (Pseudo HH Metered) | 40.7845 | 33.5085 | 33.5085 | 27.5479 | 27.5479 | 33.5085 | 27.5479 | 27.5479 | 27.5479
2435. Unit rate 2 pseudo load coefficient by network level (special)
Data sources:
x1 = 2433. Pseudo load coefficient by time band and network level
x2 = 2420. Split of rate 2 units between special distribution time bands (default)
Sum-product calculation =SUMPRODUCT(x1, x2)
| GSPs | 132kV | 132kV/EHV | EHV | EHV/HV | 132kV/HV | HV | HV/LV | LV circuits
LV UMS (Pseudo HH Metered) | 0 | 0.54067 | 0.54067 | 0.92308 | 0.92308 | 0.54067 | 0.92308 | 0.92308 | 0.92308
2436. Unit rate 3 pseudo load coefficient by network level (special)
Data sources:
x1 = 2433. Pseudo load coefficient by time band and network level
x2 = 2421. Split of rate 3 units between special distribution time bands (default)
Sum-product calculation =SUMPRODUCT(x1, x2)
| GSPs | 132kV | 132kV/EHV | EHV | EHV/HV | 132kV/HV | HV | HV/LV | LV circuits
LV UMS (Pseudo HH Metered) | 0 | 0.021328 | 0.021328 | 0.076528 | 0.076528 | 0.021328 | 0.076528 | 0.076528 | 0.076528
2437. Unit rate 1 pseudo load coefficient by network level (combined)
Data sources:
x1 = 2414. Unit rate 1 pseudo load coefficient by network level
x2 = 2434. Unit rate 1 pseudo load coefficient by network level (special)
Combine tables = x1 or x2
| GSPs | 132kV | 132kV/EHV | EHV | EHV/HV | 132kV/HV | HV | HV/LV | LV circuits
Domestic Two Rate | 2.7363 | 2.6258 | 2.6258 | 2.5144 | 2.5144 | 2.6258 | 2.5144 | 2.5144 | 2.5144
Domestic Off Peak (related MPAN) | 0.34355 | 0.461 | 0.461 | 0.56155 | 0.56155 | 0.461 | 0.56155 | 0.56155 | 0.56155
Small Non Domestic Two Rate | 1.8248 | 1.8559 | 1.8559 | 1.8581 | 1.8581 | 1.8559 | 1.8581 | 1.8581 | 1.8581
Small Non Domestic Off Peak (related MPAN) | 0.18527 | 0.26322 | 0.26322 | 0.34289 | 0.34289 | 0.26322 | 0.34289 | 0.34289 | 0.34289
LV Medium Non-Domestic | 1.8886 | 1.9114 | 1.9114 | 1.9043 | 1.9043 | 1.9114 | 1.9043 | 1.9043 | 1.9043
LV Sub Medium Non-Domestic | 2.229 | 2.256 | 2.256 | 2.2476 | 2.2476 | 2.256 | 2.2476 | 2.2476 | 2.2476
HV Medium Non-Domestic | 2.0002 | 2.0488 | 2.0488 | 2.0581 | 2.0581 | 2.0488 | 2.0581 | 2.0581 | 2.0581
LV HH Metered | 12.892 | 10.7554 | 10.7554 | 8.9332 | 8.9332 | 10.7554 | 8.9332 | 8.9332 | 8.9332
LV Sub HH Metered | 13.0442 | 10.8823 | 10.8823 | 9.0386 | 9.0386 | 10.8823 | 9.0386 | 9.0386 | 9.0386
HV HH Metered | 11.6998 | 9.7608 | 9.7608 | 8.107 | 8.107 | 9.7608 | 8.107 | 8.107 | 8.107
HV Sub HH Metered | 11.1877 | 9.3336 | 9.3336 | 7.7522 | 7.7522 | 9.3336 | 7.7522 | 7.7522 | 7.7522
LV Generation Non-Intermittent | -11.1877 | -9.3336 | -9.3336 | -7.7522 | -7.7522 | -9.3336 | -7.7522 | -7.7522 | -7.7522
LV Sub Generation Non-Intermittent | -11.1877 | -9.3336 | -9.3336 | -7.7522 | -7.7522 | -9.3336 | -7.7522 | -7.7522 | -7.7522
HV Generation Non-Intermittent | -11.1877 | -9.3336 | -9.3336 | -7.7522 | -7.7522 | -9.3336 | -7.7522 | -7.7522 | -7.7522
HV Sub Generation Non-Intermittent | -11.1877 | -9.3336 | -9.3336 | -7.7522 | -7.7522 | -9.3336 | -7.7522 | -7.7522 | -7.7522
NHH UMS category A | 1.2105 | 1.2087 | 1.2087 | 1.2073 | 1.2073 | 1.2087 | 1.2073 | 1.2073 | 1.2073
NHH UMS category B | 2.071 | 1.7682 | 1.7682 | 1.5471 | 1.5471 | 1.7682 | 1.5471 | 1.5471 | 1.5471
NHH UMS category C | 3.9736 | 3.3766 | 3.3766 | 2.9041 | 2.9041 | 3.3766 | 2.9041 | 2.9041 | 2.9041
NHH UMS category D | 0.63683 | 0.8596 | 0.8596 | 1.0196 | 1.0196 | 0.8596 | 1.0196 | 1.0196 | 1.0196
LV UMS (Pseudo HH Metered) | 40.7845 | 33.5085 | 33.5085 | 27.5479 | 27.5479 | 33.5085 | 27.5479 | 27.5479 | 27.5479
2438. Unit rate 2 pseudo load coefficient by network level (combined)
Data sources:
x1 = 2415. Unit rate 2 pseudo load coefficient by network level
x2 = 2435. Unit rate 2 pseudo load coefficient by network level (special)
Combine tables = x1 or x2
| GSPs | 132kV | 132kV/EHV | EHV | EHV/HV | 132kV/HV | HV | HV/LV | LV circuits
Domestic Two Rate | 0 | 0.028821 | 0.028821 | 0.10341 | 0.10341 | 0.028821 | 0.10341 | 0.10341 | 0.10341
Small Non Domestic Two Rate | 0 | 0.02279 | 0.02279 | 0.081771 | 0.081771 | 0.02279 | 0.081771 | 0.081771 | 0.081771
LV Medium Non-Domestic | 0 | 0.02192 | 0.02192 | 0.07865 | 0.07865 | 0.02192 | 0.07865 | 0.07865 | 0.07865
LV Sub Medium Non-Domestic | 0 | 0.025871 | 0.025871 | 0.092828 | 0.092828 | 0.025871 | 0.092828 | 0.092828 | 0.092828
HV Medium Non-Domestic | 0 | 0.023549 | 0.023549 | 0.084495 | 0.084495 | 0.023549 | 0.084495 | 0.084495 | 0.084495
LV HH Metered | 0 | 0.57136 | 0.57136 | 0.99083 | 0.99083 | 0.57136 | 0.99083 | 0.99083 | 0.99083
LV Sub HH Metered | 0 | 0.5781 | 0.5781 | 1.0025 | 1.0025 | 0.5781 | 1.0025 | 1.0025 | 1.0025
HV HH Metered | 0 | 0.51852 | 0.51852 | 0.89919 | 0.89919 | 0.51852 | 0.89919 | 0.89919 | 0.89919
HV Sub HH Metered | 0 | 0.49583 | 0.49583 | 0.85984 | 0.85984 | 0.49583 | 0.85984 | 0.85984 | 0.85984
LV Generation Non-Intermittent | 0 | -0.49583 | -0.49583 | -0.85984 | -0.85984 | -0.49583 | -0.85984 | -0.85984 | -0.85984
LV Sub Generation Non-Intermittent | 0 | -0.49583 | -0.49583 | -0.85984 | -0.85984 | -0.49583 | -0.85984 | -0.85984 | -0.85984
HV Generation Non-Intermittent | 0 | -0.49583 | -0.49583 | -0.85984 | -0.85984 | -0.49583 | -0.85984 | -0.85984 | -0.85984
HV Sub Generation Non-Intermittent | 0 | -0.49583 | -0.49583 | -0.85984 | -0.85984 | -0.49583 | -0.85984 | -0.85984 | -0.85984
LV UMS (Pseudo HH Metered) | 0 | 0.54067 | 0.54067 | 0.92308 | 0.92308 | 0.54067 | 0.92308 | 0.92308 | 0.92308
2439. Unit rate 3 pseudo load coefficient by network level (combined)
Data sources:
x1 = 2416. Unit rate 3 pseudo load coefficient by network level
x2 = 2436. Unit rate 3 pseudo load coefficient by network level (special)
Combine tables = x1 or x2
| GSPs | 132kV | 132kV/EHV | EHV | EHV/HV | 132kV/HV | HV | HV/LV | LV circuits
LV HH Metered | 0 | 0.020461 | 0.020461 | 0.073416 | 0.073416 | 0.020461 | 0.073416 | 0.073416 | 0.073416
LV Sub HH Metered | 0 | 0.020702 | 0.020702 | 0.074282 | 0.074282 | 0.020702 | 0.074282 | 0.074282 | 0.074282
HV HH Metered | 0 | 0.018569 | 0.018569 | 0.066626 | 0.066626 | 0.018569 | 0.066626 | 0.066626 | 0.066626
HV Sub HH Metered | 0 | 0.017756 | 0.017756 | 0.06371 | 0.06371 | 0.017756 | 0.06371 | 0.06371 | 0.06371
LV Generation Non-Intermittent | 0 | -0.017756 | -0.017756 | -0.06371 | -0.06371 | -0.017756 | -0.06371 | -0.06371 | -0.06371
LV Sub Generation Non-Intermittent | 0 | -0.017756 | -0.017756 | -0.06371 | -0.06371 | -0.017756 | -0.06371 | -0.06371 | -0.06371
HV Generation Non-Intermittent | 0 | -0.017756 | -0.017756 | -0.06371 | -0.06371 | -0.017756 | -0.06371 | -0.06371 | -0.06371
HV Sub Generation Non-Intermittent | 0 | -0.017756 | -0.017756 | -0.06371 | -0.06371 | -0.017756 | -0.06371 | -0.06371 | -0.06371
LV UMS (Pseudo HH Metered) | 0 | 0.021328 | 0.021328 | 0.076528 | 0.076528 | 0.021328 | 0.076528 | 0.076528 | 0.076528

## SMD
Forecast simultaneous maximum load for WPD East Midlands in 2013/14 (April Tariffs 2013/14)
2501. Contributions of users on one-rate multi tariffs to system simultaneous maximum load by network level (kW)
Data sources:
x1 = 2305. Rate 1 units (MWh) (in Equivalent volume for each end user)
x2 = 2437. Unit rate 1 pseudo load coefficient by network level (combined)
x3 = 2012. Loss adjustment factors between end user meter reading and each network level, scaled by network use
x4 = 1010. Days in the charging year (in Financial and general assumptions)
Calculation =(x1*x2)*x3/(24*x4)*1000
| GSPs | 132kV | 132kV/EHV | EHV | EHV/HV | 132kV/HV | HV | HV/LV | LV circuits
Domestic Off Peak (related MPAN) | 6929.1955 | 9288.6796 | 8574.4849 | 10413.5027 | 10180.7422 | 678.0952 | 10817.5079 | 10664.7182 | 10130.5284
Small Non Domestic Off Peak (related MPAN) | 150.9126 | 214.1902 | 197.7214 | 256.8015 | 251.0616 | 15.6364 | 266.7645 | 262.9966 | 249.8233
NHH UMS category A | 9209.2064 | 9186.4428 | 8480.109 | 8444.6906 | 8255.9366 | 670.6316 | 8772.3132 | 8648.4105 | 8215.2164
NHH UMS category B | 6133.5369 | 5231.3261 | 4829.0961 | 4212.7259 | 4118.5639 | 381.8989 | 4376.164 | 4314.3538 | 4098.2502
NHH UMS category C | 149.1057 | 126.5783 | 116.8458 | 100.195 | 97.9555 | 9.2405 | 104.0822 | 102.6122 | 97.4724
NHH UMS category D | 728.5288 | 982.3972 | 906.8619 | 1072.4311 | 1048.4603 | 71.7173 | 1114.0374 | 1098.3024 | 1043.2891
2502. Contributions of users on two-rate multi tariffs to system simultaneous maximum load by network level (kW)
Data sources:
x1 = 2305. Rate 1 units (MWh) (in Equivalent volume for each end user)
x2 = 2437. Unit rate 1 pseudo load coefficient by network level (combined)
x3 = 2305. Rate 2 units (MWh) (in Equivalent volume for each end user)
x4 = 2438. Unit rate 2 pseudo load coefficient by network level (combined)
x5 = 2012. Loss adjustment factors between end user meter reading and each network level, scaled by network use
x6 = 1010. Days in the charging year (in Financial and general assumptions)
Calculation =(x1*x2+x3*x4)*x5/(24*x6)*1000
| GSPs | 132kV | 132kV/EHV | EHV | EHV/HV | 132kV/HV | HV | HV/LV | LV circuits
Domestic Two Rate | 1042644.3463 | 1004853.3373 | 927591.4495 | 898357.644 | 878277.7356 | 73356.6247 | 933210.5794 | 920029.639 | 873945.8646
Small Non Domestic Two Rate | 394068.5959 | 401658.9077 | 370775.868 | 373156.6512 | 364815.9292 | 29322.032 | 387633.7414 | 382158.6886 | 363016.5718
LV Medium Non-Domestic | 175598.8518 | 178076.4737 | 164384.4014 | 164545.3001 | 160867.4168 | 12999.9957 | 170929.0457 | 168514.7937 | 160073.9811
LV Sub Medium Non-Domestic | 10.4013 | 10.5754 | 9.7623 | 9.837 | 9.6171 | 0.77203 | 10.2186 | 10.0743 | 0
HV Medium Non-Domestic | 5753.5639 | 5906.6906 | 5452.5327 | 5506.6525 | 5383.5689 | 431.2021 | 5720.2901 | 0 | 0
2503. Contributions of users on three-rate multi tariffs to system simultaneous maximum load by network level (kW)
Data sources:
x1 = 2305. Rate 1 units (MWh) (in Equivalent volume for each end user)
x2 = 2437. Unit rate 1 pseudo load coefficient by network level (combined)
x3 = 2305. Rate 2 units (MWh) (in Equivalent volume for each end user)
x4 = 2438. Unit rate 2 pseudo load coefficient by network level (combined)
x5 = 2305. Rate 3 units (MWh) (in Equivalent volume for each end user)
x6 = 2439. Unit rate 3 pseudo load coefficient by network level (combined)
x7 = 2012. Loss adjustment factors between end user meter reading and each network level, scaled by network use
x8 = 1010. Days in the charging year (in Financial and general assumptions)
Calculation =(x1*x2+x3*x4+x5*x6)*x7/(24*x8)*1000
| GSPs | 132kV | 132kV/EHV | EHV | EHV/HV | 132kV/HV | HV | HV/LV | LV circuits
LV HH Metered | 530269.9072 | 538139.3262 | 496762.4817 | 497434.6547 | 486316.0958 | 39285.4192 | 516733.2692 | 509434.7767 | 483917.4712
LV Sub HH Metered | 4150.6145 | 4179.037 | 3857.7162 | 3844.0172 | 3758.0965 | 305.0794 | 3993.1508 | 3936.7504 | 0
HV HH Metered | 1109944.9046 | 1122829.8039 | 1036496.8565 | 1038489.1137 | 1015277.015 | 81969.1804 | 1078778.6289 | 0 | 0
HV Sub HH Metered | 0 | 0 | 0 | 0 | 0 | 0 | 0 | 0 | 0
LV Generation Non-Intermittent | -252.7494 | -254.0858 | -234.5494 | -233.8085 | -228.5825 | -18.5489 | -242.8794 | -239.4489 | 0
LV Sub Generation Non-Intermittent | -2481.262 | -2505.2285 | -2312.6047 | -2307.2906 | -2255.7185 | -182.8875 | -2396.8049 | 0 | 0
HV Generation Non-Intermittent | -73590.588 | -72322.0218 | -66761.274 | -65661.9903 | -64194.3267 | -5279.6754 | 0 | 0 | 0
HV Sub Generation Non-Intermittent | 0 | 0 | 0 | 0 | 0 | 0 | 0 | 0 | 0
LV UMS (Pseudo HH Metered) | 70804.1399 | 60926.4536 | 56241.8965 | 49496.0853 | 48389.7588 | 4447.7724 | 51416.3493 | 50690.1297 | 48151.0892
2504. Estimated contributions of users on each tariff to system simultaneous maximum load by network level (kW)
Data sources:
x1 = 2407. All units (MWh)
x2 = 2302. Load coefficient
x3 = 2012. Loss adjustment factors between end user meter reading and each network level, scaled by network use
x4 = 1010. Days in the charging year (in Financial and general assumptions)
Calculation =x1*x2*x3/(24*x4)*1000
| GSPs | 132kV | 132kV/EHV | EHV | EHV/HV | 132kV/HV | HV | HV/LV | LV circuits
Domestic Unrestricted | 1410349.3967 | 1408940.4562 | 1300608.8267 | 1296730.2716 | 1267746.0187 | 102855.9217 | 1347038.5833 | 1328012.6146 | 1261493.1992
Domestic Two Rate | 1042644.3463 | 1041602.7435 | 961515.2409 | 958647.8992 | 937220.3952 | 76039.4166 | 995839.8723 | 981774.3374 | 932597.8053
Domestic Off Peak (related MPAN) | 0 | 0 | 0 | 0 | 0 | 0 | 0 | 0 | 0
Small Non Domestic Unrestricted | 248678.5926 | 248430.1624 | 229328.685 | 228644.8022 | 223534.1798 | 18135.9782 | 237515.3702 | 234160.6333 | 222431.657
Small Non Domestic Two Rate | 394068.5959 | 393674.921 | 363405.7598 | 362322.0448 | 354223.4957 | 28739.1825 | 376378.7926 | 371062.708 | 352476.3827
Small Non Domestic Off Peak (related MPAN) | 0 | 0 | 0 | 0 | 0 | 0 | 0 | 0 | 0
LV Medium Non-Domestic | 175598.8518 | 175423.4284 | 161935.3454 | 161452.4368 | 157843.6846 | 12806.3172 | 167716.1909 | 165347.3181 | 157065.1626
LV Sub Medium Non-Domestic | 10.4013 | 10.3909 | 9.5919 | 9.5633 | 9.3496 | 0.75856 | 9.9343 | 9.794 | 0
HV Medium Non-Domestic | 5753.5639 | 5747.816 | 5305.8738 | 5290.0511 | 5171.809 | 419.6039 | 5495.2854 | 0 | 0
LV HH Metered | 530269.9072 | 529740.167 | 489009.1232 | 487550.8455 | 476653.2075 | 38672.2611 | 506466.005 | 499312.5303 | 474302.2426
LV Sub HH Metered | 4150.6145 | 4146.4681 | 3827.6515 | 3816.237 | 3730.9372 | 302.7018 | 3964.2928 | 3908.2999 | 0
HV HH Metered | 1109944.9046 | 1108836.0685 | 1023579.0815 | 1020526.6588 | 997716.0532 | 80947.6053 | 1060119.2976 | 0 | 0
HV Sub HH Metered | 0 | 0 | 0 | 0 | 0 | 0 | 0 | 0 | 0
NHH UMS category A | 7607.7686 | 7600.1684 | 7015.8012 | 6994.8793 | 6838.5312 | 554.8299 | 7266.2546 | 7163.6239 | 6804.802
NHH UMS category B | 6254.6934 | 6248.445 | 5768.0101 | 5750.8092 | 5622.2683 | 456.151 | 5973.9192 | 5889.5418 | 5594.538
NHH UMS category C | 144.6881 | 144.5436 | 133.4298 | 133.0319 | 130.0584 | 10.552 | 138.193 | 136.2411 | 129.4169
NHH UMS category D | 155.5615 | 155.4061 | 143.4571 | 143.0293 | 139.8324 | 11.345 | 148.5783 | 146.4798 | 139.1427
LV UMS (Pseudo HH Metered) | 72861.8061 | 72789.0171 | 67192.3627 | 66991.9878 | 65494.5965 | 5313.7671 | 69591.0278 | 68608.1037 | 65171.5618
LV Generation NHH | -74.4995 | -74.4251 | -68.7026 | -68.4977 | -66.9667 | -5.4332 | -71.1552 | -70.1502 | 0
LV Sub Generation NHH | 0 | 0 | 0 | 0 | 0 | 0 | 0 | 0 | 0
LV Generation Intermittent | -87.691 | -87.6034 | -80.8677 | -80.6265 | -78.8244 | -6.3953 | -83.7546 | -82.5716 | 0
LV Generation Non-Intermittent | -220.4368 | -220.2166 | -203.2844 | -202.6782 | -198.148 | -16.0763 | -210.5414 | -207.5676 | 0
LV Sub Generation Intermittent | 0 | 0 | 0 | 0 | 0 | 0 | 0 | 0 | 0
LV Sub Generation Non-Intermittent | -2015.8284 | -2013.8146 | -1858.9749 | -1853.4313 | -1812.0038 | -147.0131 | -1925.3375 | 0 | 0
HV Generation Intermittent | -360.0614 | -359.7017 | -332.0447 | -331.0545 | -323.6548 | -26.2591 | 0 | 0 | 0
HV Generation Non-Intermittent | -68224.26 | -68156.1039 | -62915.6682 | -62728.047 | -61325.9623 | -4975.5537 | 0 | 0 | 0
HV Sub Generation Intermittent | 0 | 0 | 0 | 0 | 0 | 0 | 0 | 0 | 0
HV Sub Generation Non-Intermittent | 0 | 0 | 0 | 0 | 0 | 0 | 0 | 0 | 0
2505. Contributions of users on each tariff to system simultaneous maximum load by network level (kW)
Data sources:
x1 = 2501. Contributions of users on one-rate multi tariffs to system simultaneous maximum load by network level (kW)
x2 = 2502. Contributions of users on two-rate multi tariffs to system simultaneous maximum load by network level (kW)
x3 = 2503. Contributions of users on three-rate multi tariffs to system simultaneous maximum load by network level (kW)
x4 = 2504. Estimated contributions of users on each tariff to system simultaneous maximum load by network level (kW)
Combine tables = x1 or x2 or x3 or x4
| GSPs | 132kV | 132kV/EHV | EHV | EHV/HV | 132kV/HV | HV | HV/LV | LV circuits
Domestic Unrestricted | 1410349.3967 | 1408940.4562 | 1300608.8267 | 1296730.2716 | 1267746.0187 | 102855.9217 | 1347038.5833 | 1328012.6146 | 1261493.1992
Domestic Two Rate | 1042644.3463 | 1004853.3373 | 927591.4495 | 898357.644 | 878277.7356 | 73356.6247 | 933210.5794 | 920029.639 | 873945.8646
Domestic Off Peak (related MPAN) | 6929.1955 | 9288.6796 | 8574.4849 | 10413.5027 | 10180.7422 | 678.0952 | 10817.5079 | 10664.7182 | 10130.5284
Small Non Domestic Unrestricted | 248678.5926 | 248430.1624 | 229328.685 | 228644.8022 | 223534.1798 | 18135.9782 | 237515.3702 | 234160.6333 | 222431.657
Small Non Domestic Two Rate | 394068.5959 | 401658.9077 | 370775.868 | 373156.6512 | 364815.9292 | 29322.032 | 387633.7414 | 382158.6886 | 363016.5718
Small Non Domestic Off Peak (related MPAN) | 150.9126 | 214.1902 | 197.7214 | 256.8015 | 251.0616 | 15.6364 | 266.7645 | 262.9966 | 249.8233
LV Medium Non-Domestic | 175598.8518 | 178076.4737 | 164384.4014 | 164545.3001 | 160867.4168 | 12999.9957 | 170929.0457 | 168514.7937 | 160073.9811
LV Sub Medium Non-Domestic | 10.4013 | 10.5754 | 9.7623 | 9.837 | 9.6171 | 0.77203 | 10.2186 | 10.0743 | 0
HV Medium Non-Domestic | 5753.5639 | 5906.6906 | 5452.5327 | 5506.6525 | 5383.5689 | 431.2021 | 5720.2901 | 0 | 0
LV HH Metered | 530269.9072 | 538139.3262 | 496762.4817 | 497434.6547 | 486316.0958 | 39285.4192 | 516733.2692 | 509434.7767 | 483917.4712
LV Sub HH Metered | 4150.6145 | 4179.037 | 3857.7162 | 3844.0172 | 3758.0965 | 305.0794 | 3993.1508 | 3936.7504 | 0
HV HH Metered | 1109944.9046 | 1122829.8039 | 1036496.8565 | 1038489.1137 | 1015277.015 | 81969.1804 | 1078778.6289 | 0 | 0
HV Sub HH Metered | 0 | 0 | 0 | 0 | 0 | 0 | 0 | 0 | 0
NHH UMS category A | 9209.2064 | 9186.4428 | 8480.109 | 8444.6906 | 8255.9366 | 670.6316 | 8772.3132 | 8648.4105 | 8215.2164
NHH UMS category B | 6133.5369 | 5231.3261 | 4829.0961 | 4212.7259 | 4118.5639 | 381.8989 | 4376.164 | 4314.3538 | 4098.2502
NHH UMS category C | 149.1057 | 126.5783 | 116.8458 | 100.195 | 97.9555 | 9.2405 | 104.0822 | 102.6122 | 97.4724
NHH UMS category D | 728.5288 | 982.3972 | 906.8619 | 1072.4311 | 1048.4603 | 71.7173 | 1114.0374 | 1098.3024 | 1043.2891
LV UMS (Pseudo HH Metered) | 70804.1399 | 60926.4536 | 56241.8965 | 49496.0853 | 48389.7588 | 4447.7724 | 51416.3493 | 50690.1297 | 48151.0892
LV Generation NHH | -74.4995 | -74.4251 | -68.7026 | -68.4977 | -66.9667 | -5.4332 | -71.1552 | -70.1502 | 0
LV Sub Generation NHH | 0 | 0 | 0 | 0 | 0 | 0 | 0 | 0 | 0
LV Generation Intermittent | -87.691 | -87.6034 | -80.8677 | -80.6265 | -78.8244 | -6.3953 | -83.7546 | -82.5716 | 0
LV Generation Non-Intermittent | -252.7494 | -254.0858 | -234.5494 | -233.8085 | -228.5825 | -18.5489 | -242.8794 | -239.4489 | 0
LV Sub Generation Intermittent | 0 | 0 | 0 | 0 | 0 | 0 | 0 | 0 | 0
LV Sub Generation Non-Intermittent | -2481.262 | -2505.2285 | -2312.6047 | -2307.2906 | -2255.7185 | -182.8875 | -2396.8049 | 0 | 0
HV Generation Intermittent | -360.0614 | -359.7017 | -332.0447 | -331.0545 | -323.6548 | -26.2591 | 0 | 0 | 0
HV Generation Non-Intermittent | -73590.588 | -72322.0218 | -66761.274 | -65661.9903 | -64194.3267 | -5279.6754 | 0 | 0 | 0
HV Sub Generation Intermittent | 0 | 0 | 0 | 0 | 0 | 0 | 0 | 0 | 0
HV Sub Generation Non-Intermittent | 0 | 0 | 0 | 0 | 0 | 0 | 0 | 0 | 0
2506. Forecast system simultaneous maximum load (kW) from forecast units
Data sources:
x1 = 2505. Contributions of users on each tariff to system simultaneous maximum load by network level (kW)
Cell summation =SUM(x1)
| GSPs | 132kV | 132kV/EHV | EHV | EHV/HV | 132kV/HV | HV | HV/LV | LV circuits
Forecast system simultaneous maximum load (kW) from forecast units | 4938726.9493 | 4923377.7719 | 4544825.5525 | 4512032.1082 | 4411180.0785 | 359417.9985 | 4755635.5021 | 3621647.3232 | 3436864.4139

## AMD
Forecast aggregate maximum load for WPD East Midlands in 2013/14 (April Tariffs 2013/14)
2601. Pre-processing of data for standing charge factors
Data sources:
x1 = Standing charges factors (in Pre-processing of data for standing charge factors)
x2 = 1018. Proportion of relevant load going through 132kV/HV direct transformation
x3 = Standing charges factors for 132kV/HV (in Pre-processing of data for standing charge factors)
Kind: | Fixed data | [7 empty] | Fixed data | Calculation
Formula: | [9 empty] | =x1+0.2*x2*x3
Standing charges factors
| GSPs | 132kV | 132kV/EHV | EHV | EHV/HV | HV | HV/LV | LV circuits | Standing charges factors for 132kV/HV | Adjusted standing charges factors for 132kV
Domestic Unrestricted | 0 | 0 | 0 | 0 | 0 | 0 | 0 | 1 | 0 | 0
Domestic Two Rate | 0 | 0 | 0 | 0 | 0 | 0 | 0 | 1 | 0 | 0
Domestic Off Peak (related MPAN) | 0 | 0 | 0 | 0 | 0 | 0 | 0 | 1 | 0 | 0
Small Non Domestic Unrestricted | 0 | 0 | 0 | 0 | 0 | 0 | 0 | 1 | 0 | 0
Small Non Domestic Two Rate | 0 | 0 | 0 | 0 | 0 | 0 | 0 | 1 | 0 | 0
Small Non Domestic Off Peak (related MPAN) | 0 | 0 | 0 | 0 | 0 | 0 | 0 | 1 | 0 | 0
LV Medium Non-Domestic | 0 | 0 | 0 | 0 | 0 | 0 | 0 | 1 | 0 | 0
LV Sub Medium Non-Domestic | 0 | 0 | 0 | 0 | 0 | 0 | 1 | 0 | 0 | 0
HV Medium Non-Domestic | 0 | 0 | 0 | 0.2 | 1 | 1 | 0 | 0 | 1 | 0.015009
LV HH Metered | 0 | 0 | 0 | 0 | 0 | 0.2 | 1 | 1 | 0 | 0
LV Sub HH Metered | 0 | 0 | 0 | 0 | 0 | 1 | 1 | 0 | 0 | 0
HV HH Metered | 0 | 0 | 0 | 0.2 | 1 | 1 | 0 | 0 | 1 | 0.015009
HV Sub HH Metered | 0 | 0 | 0 | 1 | 1 | 0 | 0 | 0 | 0 | 0
NHH UMS category A | 0 | 0 | 0 | 0 | 0 | 0 | 0 | 0 | 0 | 0
NHH UMS category B | 0 | 0 | 0 | 0 | 0 | 0 | 0 | 0 | 0 | 0
NHH UMS category C | 0 | 0 | 0 | 0 | 0 | 0 | 0 | 0 | 0 | 0
NHH UMS category D | 0 | 0 | 0 | 0 | 0 | 0 | 0 | 0 | 0 | 0
LV UMS (Pseudo HH Metered) | 0 | 0 | 0 | 0 | 0 | 0 | 0 | 0 | 0 | 0
2602. Standing charges factors adapted to use 132kV/HV
Data sources:
x1 = 2601. Standing charges factors for 132kV/HV (in Pre-processing of data for standing charge factors)
x2 = 2601. Adjusted standing charges factors for 132kV (in Pre-processing of data for standing charge factors)
x3 = 2601. Standing charges factors (in Pre-processing of data for standing charge factors)
Combine tables = x1 or x2 or x3
| GSPs | 132kV | 132kV/EHV | EHV | EHV/HV | 132kV/HV | HV | HV/LV | LV circuits
Domestic Unrestricted | 0 | 0 | 0 | 0 | 0 | 0 | 0 | 0 | 1
Domestic Two Rate | 0 | 0 | 0 | 0 | 0 | 0 | 0 | 0 | 1
Domestic Off Peak (related MPAN) | 0 | 0 | 0 | 0 | 0 | 0 | 0 | 0 | 1
Small Non Domestic Unrestricted | 0 | 0 | 0 | 0 | 0 | 0 | 0 | 0 | 1
Small Non Domestic Two Rate | 0 | 0 | 0 | 0 | 0 | 0 | 0 | 0 | 1
Small Non Domestic Off Peak (related MPAN) | 0 | 0 | 0 | 0 | 0 | 0 | 0 | 0 | 1
LV Medium Non-Domestic | 0 | 0 | 0 | 0 | 0 | 0 | 0 | 0 | 1
LV Sub Medium Non-Domestic | 0 | 0 | 0 | 0 | 0 | 0 | 0 | 1 | 0
HV Medium Non-Domestic | 0 | 0.015009 | 0 | 0.2 | 1 | 1 | 1 | 0 | 0
LV HH Metered | 0 | 0 | 0 | 0 | 0 | 0 | 0.2 | 1 | 1
LV Sub HH Metered | 0 | 0 | 0 | 0 | 0 | 0 | 1 | 1 | 0
HV HH Metered | 0 | 0.015009 | 0 | 0.2 | 1 | 1 | 1 | 0 | 0
HV Sub HH Metered | 0 | 0 | 0 | 1 | 1 | 0 | 0 | 0 | 0
NHH UMS category A | 0 | 0 | 0 | 0 | 0 | 0 | 0 | 0 | 0
NHH UMS category B | 0 | 0 | 0 | 0 | 0 | 0 | 0 | 0 | 0
NHH UMS category C | 0 | 0 | 0 | 0 | 0 | 0 | 0 | 0 | 0
NHH UMS category D | 0 | 0 | 0 | 0 | 0 | 0 | 0 | 0 | 0
LV UMS (Pseudo HH Metered) | 0 | 0 | 0 | 0 | 0 | 0 | 0 | 0 | 0
2603. Capacity-based contributions to chargeable aggregate maximum load by network level (kW)
Data sources:
x1 = 2305. Import capacity (kVA) (in Equivalent volume for each end user)
x2 = 1010. Power factor for all flows in the network model (in Financial and general assumptions)
x3 = 2602. Standing charges factors adapted to use 132kV/HV
x4 = 2012. Loss adjustment factors between end user meter reading and each network level, scaled by network use
Calculation =x1*x2*x3*x4
| GSPs | 132kV | 132kV/EHV | EHV | EHV/HV | 132kV/HV | HV | HV/LV | LV circuits
LV HH Metered | 0 | 0 | 0 | 0 | 0 | 0 | 312528.4333 | 1540570.9494 | 1463404.6048
LV Sub HH Metered | 0 | 0 | 0 | 0 | 0 | 0 | 21199.4269 | 20900 | 0
HV HH Metered | 0 | 39635.856 | 0 | 486101.8723 | 2376183.1077 | 192786.6467 | 2524804.0853 | 0 | 0
HV Sub HH Metered | 0 | 0 | 0 | 0 | 0 | 0 | 0 | 0 | 0
2604. Unit-based contributions to chargeable aggregate maximum load (kW)
Data sources:
x1 = 2407. All units (MWh)
x2 = 1041. Load factor for each type of demand user (in Load profile data for demand users)
x3 = 2602. Standing charges factors adapted to use 132kV/HV
x4 = 2012. Loss adjustment factors between end user meter reading and each network level, scaled by network use
x5 = 1010. Days in the charging year (in Financial and general assumptions)
Calculation =x1/x2*x3*x4/(24*x5)*1000
| GSPs | 132kV | 132kV/EHV | EHV | EHV/HV | 132kV/HV | HV | HV/LV | LV circuits
Domestic Unrestricted | 0 | 0 | 0 | 0 | 0 | 0 | 0 | 0 | 1397117.8644
Domestic Two Rate | 0 | 0 | 0 | 0 | 0 | 0 | 0 | 0 | 1163128.5443
Domestic Off Peak (related MPAN) | 0 | 0 | 0 | 0 | 0 | 0 | 0 | 0 | 183074.9004
Small Non Domestic Unrestricted | 0 | 0 | 0 | 0 | 0 | 0 | 0 | 0 | 366685.7017
Small Non Domestic Two Rate | 0 | 0 | 0 | 0 | 0 | 0 | 0 | 0 | 488237.5058
Small Non Domestic Off Peak (related MPAN) | 0 | 0 | 0 | 0 | 0 | 0 | 0 | 0 | 3231.9636
LV Medium Non-Domestic | 0 | 0 | 0 | 0 | 0 | 0 | 0 | 0 | 213006.1474
LV Sub Medium Non-Domestic | 0 | 0 | 0 | 0 | 0 | 0 | 0 | 13.2823 | 0
HV Medium Non-Domestic | 0 | 136.309 | 0 | 1671.72 | 8171.77 | 662.9995 | 8682.8823 | 0 | 0
LV HH Metered | 0 | 0 | 0 | 0 | 0 | 0 | 130352.0942 | 642554.8147 | 610369.6004
LV Sub HH Metered | 0 | 0 | 0 | 0 | 0 | 0 | 5101.5652 | 5029.5092 | 0
HV HH Metered | 0 | 20309.818 | 0 | 249083.5705 | 1217580.5244 | 98785.8493 | 1293735.4332 | 0 | 0
HV Sub HH Metered | 0 | 0 | 0 | 0 | 0 | 0 | 0 | 0 | 0
NHH UMS category A | 0 | 0 | 0 | 0 | 0 | 0 | 0 | 0 | 0
NHH UMS category B | 0 | 0 | 0 | 0 | 0 | 0 | 0 | 0 | 0
NHH UMS category C | 0 | 0 | 0 | 0 | 0 | 0 | 0 | 0 | 0
NHH UMS category D | 0 | 0 | 0 | 0 | 0 | 0 | 0 | 0 | 0
LV UMS (Pseudo HH Metered) | 0 | 0 | 0 | 0 | 0 | 0 | 0 | 0 | 0
2605. Contributions to aggregate maximum load by network level (kW)
Data sources:
x1 = 2603. Capacity-based contributions to chargeable aggregate maximum load by network level (kW)
x2 = 2604. Unit-based contributions to chargeable aggregate maximum load (kW)
Combine tables = x1 or x2
| GSPs | 132kV | 132kV/EHV | EHV | EHV/HV | 132kV/HV | HV | HV/LV | LV circuits
Domestic Unrestricted | 0 | 0 | 0 | 0 | 0 | 0 | 0 | 0 | 1397117.8644
Domestic Two Rate | 0 | 0 | 0 | 0 | 0 | 0 | 0 | 0 | 1163128.5443
Small Non Domestic Unrestricted | 0 | 0 | 0 | 0 | 0 | 0 | 0 | 0 | 366685.7017
Small Non Domestic Two Rate | 0 | 0 | 0 | 0 | 0 | 0 | 0 | 0 | 488237.5058
LV Medium Non-Domestic | 0 | 0 | 0 | 0 | 0 | 0 | 0 | 0 | 213006.1474
LV Sub Medium Non-Domestic | 0 | 0 | 0 | 0 | 0 | 0 | 0 | 13.2823 | 0
HV Medium Non-Domestic | 0 | 136.309 | 0 | 1671.72 | 8171.77 | 662.9995 | 8682.8823 | 0 | 0
LV HH Metered | 0 | 0 | 0 | 0 | 0 | 0 | 312528.4333 | 1540570.9494 | 1463404.6048
LV Sub HH Metered | 0 | 0 | 0 | 0 | 0 | 0 | 21199.4269 | 20900 | 0
HV HH Metered | 0 | 39635.856 | 0 | 486101.8723 | 2376183.1077 | 192786.6467 | 2524804.0853 | 0 | 0
HV Sub HH Metered | 0 | 0 | 0 | 0 | 0 | 0 | 0 | 0 | 0
NHH UMS category A | 0 | 0 | 0 | 0 | 0 | 0 | 0 | 0 | 0
NHH UMS category B | 0 | 0 | 0 | 0 | 0 | 0 | 0 | 0 | 0
NHH UMS category C | 0 | 0 | 0 | 0 | 0 | 0 | 0 | 0 | 0
NHH UMS category D | 0 | 0 | 0 | 0 | 0 | 0 | 0 | 0 | 0
LV UMS (Pseudo HH Metered) | 0 | 0 | 0 | 0 | 0 | 0 | 0 | 0 | 0
2606. Forecast chargeable aggregate maximum load (kW)
Data sources:
x1 = 2605. Contributions to aggregate maximum load by network level (kW)
Cell summation =SUM(x1)
| GSPs | 132kV | 132kV/EHV | EHV | EHV/HV | 132kV/HV | HV | HV/LV | LV circuits
Forecast chargeable aggregate maximum load (kW) | 0 | 39772.165 | 0 | 487773.5923 | 2384354.8778 | 193449.6461 | 2867214.8278 | 1561484.2317 | 5091580.3684
2607. Forecast simultaneous load subject to standing charge factors (kW)
Data sources:
x1 = 2505. Contributions of users on each tariff to system simultaneous maximum load by network level (kW)
x2 = 2602. Standing charges factors adapted to use 132kV/HV
Calculation =x1*x2
| GSPs | 132kV | 132kV/EHV | EHV | EHV/HV | 132kV/HV | HV | HV/LV | LV circuits
Domestic Unrestricted | 0 | 0 | 0 | 0 | 0 | 0 | 0 | 0 | 1261493.1992
Domestic Two Rate | 0 | 0 | 0 | 0 | 0 | 0 | 0 | 0 | 873945.8646
Domestic Off Peak (related MPAN) | 0 | 0 | 0 | 0 | 0 | 0 | 0 | 0 | 10130.5284
Small Non Domestic Unrestricted | 0 | 0 | 0 | 0 | 0 | 0 | 0 | 0 | 222431.657
Small Non Domestic Two Rate | 0 | 0 | 0 | 0 | 0 | 0 | 0 | 0 | 363016.5718
Small Non Domestic Off Peak (related MPAN) | 0 | 0 | 0 | 0 | 0 | 0 | 0 | 0 | 249.8233
LV Medium Non-Domestic | 0 | 0 | 0 | 0 | 0 | 0 | 0 | 0 | 160073.9811
LV Sub Medium Non-Domestic | 0 | 0 | 0 | 0 | 0 | 0 | 0 | 10.0743 | 0
HV Medium Non-Domestic | 0 | 88.6527 | 0 | 1101.3305 | 5383.5689 | 431.2021 | 5720.2901 | 0 | 0
LV HH Metered | 0 | 0 | 0 | 0 | 0 | 0 | 103346.6538 | 509434.7767 | 483917.4712
LV Sub HH Metered | 0 | 0 | 0 | 0 | 0 | 0 | 3993.1508 | 3936.7504 | 0
HV HH Metered | 0 | 16852.4049 | 0 | 207697.8227 | 1015277.015 | 81969.1804 | 1078778.6289 | 0 | 0
HV Sub HH Metered | 0 | 0 | 0 | 0 | 0 | 0 | 0 | 0 | 0
NHH UMS category A | 0 | 0 | 0 | 0 | 0 | 0 | 0 | 0 | 0
NHH UMS category B | 0 | 0 | 0 | 0 | 0 | 0 | 0 | 0 | 0
NHH UMS category C | 0 | 0 | 0 | 0 | 0 | 0 | 0 | 0 | 0
NHH UMS category D | 0 | 0 | 0 | 0 | 0 | 0 | 0 | 0 | 0
LV UMS (Pseudo HH Metered) | 0 | 0 | 0 | 0 | 0 | 0 | 0 | 0 | 0
2608. Forecast simultaneous load replaced by standing charge (kW)
Data sources:
x1 = 2607. Forecast simultaneous load subject to standing charge factors (kW)
Cell summation =SUM(x1)
| GSPs | 132kV | 132kV/EHV | EHV | EHV/HV | 132kV/HV | HV | HV/LV | LV circuits
Forecast simultaneous load replaced by standing charge (kW) | 0 | 16941.0577 | 0 | 208799.1532 | 1020660.5839 | 82400.3825 | 1191838.7237 | 513381.6013 | 3375259.0966
2609. Calculated LV diversity allowance
Data sources:
x1 = 2606. Forecast chargeable aggregate maximum load (kW)
x2 = 2608. Forecast simultaneous load replaced by standing charge (kW)
Calculation =x1/x2-1
LV circuits
Calculated LV diversity allowance | 50.85%
2610. Network level mapping for diversity allowances
| GSPs | 132kV | 132kV/EHV | EHV | EHV/HV | 132kV/HV | HV | HV/LV | LV circuits
GSPs | 100% | 0% | 0% | 0% | 0% | 0% | 0% | 0% | 0%
132kV | 0% | 100% | 0% | 0% | 0% | 0% | 0% | 0% | 0%
132kV/EHV | 0% | 0% | 100% | 0% | 0% | 100% | 0% | 0% | 0%
EHV | 0% | 0% | 0% | 100% | 0% | 0% | 0% | 0% | 0%
EHV/HV | 0% | 0% | 0% | 0% | 100% | 0% | 0% | 0% | 0%
HV | 0% | 0% | 0% | 0% | 0% | 0% | 100% | 0% | 0%
HV/LV | 0% | 0% | 0% | 0% | 0% | 0% | 0% | 100% | 0%
LV circuits | 0% | 0% | 0% | 0% | 0% | 0% | 0% | 0% | 100%
2611. Diversity allowances including 132kV/HV
Data sources:
x1 = 2104. Diversity allowance between level exit and GSP Group (in Diversity calculations)
x2 = 2610. Network level mapping for diversity allowances
Sum-product calculation =SUMPRODUCT(x1, x2)
Diversity allowances including 132kV/HV
GSPs | 2.471%
132kV | 7.084%
132kV/EHV | 7.084%
EHV | 15.55%
EHV/HV | 15.55%
132kV/HV | 7.084%
HV | 54.83%
HV/LV | 54.83%
LV circuits | 0%
2612. Diversity allowances (including calculated LV value)
Data sources:
x1 = 2609. Calculated LV diversity allowance
x2 = 2611. Diversity allowances including 132kV/HV
Combine tables = x1 or x2
| GSPs | 132kV | 132kV/EHV | EHV | EHV/HV | 132kV/HV | HV | HV/LV | LV circuits
Diversity allowances (including calculated LV value) | 2.471% | 7.084% | 7.084% | 15.55% | 15.55% | 7.084% | 54.83% | 54.83% | 50.85%
2613. Forecast simultaneous maximum load (kW) adjusted for standing charges
Data sources:
x1 = 2506. Forecast system simultaneous maximum load (kW) from forecast units
x2 = 2608. Forecast simultaneous load replaced by standing charge (kW)
x3 = 2606. Forecast chargeable aggregate maximum load (kW)
x4 = 2612. Diversity allowances (including calculated LV value)
Calculation =x1-x2+x3/(1+x4)
| GSPs | 132kV | 132kV/EHV | EHV | EHV/HV | 132kV/HV | HV | HV/LV | LV circuits
Forecast simultaneous maximum load (kW) adjusted for standing charges | 4938726.9493 | 4943577.8158 | 4544825.5525 | 4725381.4895 | 5454083.274 | 457669.9126 | 5415632.415 | 4116774.7872 | 3436864.4139

## Otex
Other expenditure for WPD East Midlands in 2013/14 (April Tariffs 2013/14)
2701. Operating expenditure coded by network level (£/year)
Data sources:
x1 = 1055. Transmission exit charges (£/year)
x2 = Zero for levels other than transmission exit
Combine tables = x1 or x2
| Transmission exit | Operating 132kV | Operating 132kV/EHV | Operating EHV | Operating EHV/HV | Operating 132kV/HV | Operating HV | Operating HV/LV | Operating LV circuits | Operating LV customer | Operating HV customer
Operating expenditure coded by network level (£/year) | 11318569.0537 | 0 | 0 | 0 | 0 | 0 | 0 | 0 | 0 | 0 | 0
2702. Network model assets (£) scaled by load forecast
Data sources:
x1 = 2108. GSP simultaneous maximum load assumed through each network level (MW)
x2 = 2613. Forecast simultaneous maximum load (kW) adjusted for standing charges
x3 = 1020. Gross asset cost by network level (£)
Calculation =IF(x1,x2*x3/x1/1000,0)
| Assets 132kV | Assets 132kV/EHV | Assets EHV | Assets EHV/HV | Assets 132kV/HV | Assets HV | Assets HV/LV | Assets LV circuits
Network model assets (£) scaled by load forecast | 818301946.8719 | 272849740.4061 | 405895795.7864 | 671843717.7444 | 50567828.7104 | 1107480776.0268 | 556006652.8903 | 542383615.5607
2703. Annual consumption by tariff for unmetered users (MWh)
Data sources:
x1 = 2407. All units (MWh)
Copy cells = x1
Annual consumption by tariff for unmetered users (MWh)
NHH UMS category A | 59610.0652
NHH UMS category B | 23205.3026
NHH UMS category C | 294.0177
NHH UMS category D | 8963.6941
LV UMS (Pseudo HH Metered) | 279992.9938
2704. Total unmetered units
Data sources:
x1 = 2703. Annual consumption by tariff for unmetered users (MWh)
Cell summation =SUM(x1)
Total unmetered units
Total unmetered units | 372066.0734
2705. Service model asset data
Data sources:
x1 = 2205. Service model assets by tariff (£)
x2 = 2305. MPANs (in Equivalent volume for each end user)
x3 = 2202. Asset £/(MWh/year) from LV service models
x4 = 2704. Total unmetered units
x5 = Service model assets (£) scaled by annual MWh (in Service model asset data)
x6 = Service model assets (£) scaled by user count (in Service model asset data)
x7 = Service model assets (£) scaled by annual MWh (in Service model asset data)
Kind: | Sum-product calculation |  | Calculation | Copy cells |  | Calculation
Formula: | =SUMPRODUCT(x1, x2) |  | =x3*x4 | = x5 |  | =x6+x7
| Service model assets (£) scaled by user count |  |  | Service model assets (£) scaled by annual MWh |  | Service model assets (£)
| Assets LV customer | Assets HV customer | Service model assets (£) scaled by annual MWh | Assets LV customer | Assets HV customer | Assets LV customer | Assets HV customer
Service model asset data | 679119231.7681 | 27324424.7091 | 81762772.0737 | 81762772.0737 |  | 760882003.8418 | 27324424.7091
2706. Data for allocation of operating expenditure
Data sources:
x1 = 2702. Network model assets (£) scaled by load forecast
x2 = 2705. Service model assets (£) (in Service model asset data)
x3 = Model assets (£) scaled by demand forecast (in Data for allocation of operating expenditure)
Kind: | Combine tables | [10 empty] | Cell summation
Formula: | = x1 or x2 | [10 empty] | =SUM(x3)
Model assets (£) scaled by demand forecast
| GSPs | Assets 132kV | Assets 132kV/EHV | Assets EHV | Assets EHV/HV | Assets 132kV/HV | Assets HV | Assets HV/LV | Assets LV circuits | Assets LV customer | Assets HV customer | Denominator for allocation of operating expenditure
Data for allocation of operating expenditure |  | 818301946.8719 | 272849740.4061 | 405895795.7864 | 671843717.7444 | 50567828.7104 | 1107480776.0268 | 556006652.8903 | 542383615.5607 | 760882003.8418 | 27324424.7091 | 5213536502.5479
2707. Amount of expenditure to be allocated according to asset values (£/year)
Data sources:
x1 = 1059. Direct cost (£/year) (in Other expenditure)
x2 = 1059. Network rates (£/year) (in Other expenditure)
x3 = 1059. Indirect cost (£/year) (in Other expenditure)
x4 = 1059. Indirect cost proportion (in Other expenditure)
Calculation =x1+x2+x3*x4
Amount of expenditure to be allocated according to asset values (£/year)
Other expenditure | 144243694.7594
2708. Total operating expenditure by network level (£/year)
Data sources:
x1 = 2701. Operating expenditure coded by network level (£/year)
x2 = 2707. Amount of expenditure to be allocated according to asset values (£/year)
x3 = 2706. Denominator for allocation of operating expenditure (in Data for allocation of operating expenditure)
x4 = 2706. Model assets (£) scaled by demand forecast (in Data for allocation of operating expenditure)
Calculation =x1+x2/x3*x4
| Transmission exit | Operating 132kV | Operating 132kV/EHV | Operating EHV | Operating EHV/HV | Operating 132kV/HV | Operating HV | Operating HV/LV | Operating LV circuits | Operating LV customer | Operating HV customer
Total operating expenditure by network level (£/year) | 11318569.0537 | 22640082.4446 | 7548974.607 | 11229979.7351 | 18588000.698 | 1399067.6857 | 30640836.3941 | 15383119.2866 | 15006208.6738 | 21051436.2864 | 755988.9482
2709. Operating expenditure percentage by network level
Data sources:
x1 = 2706. Model assets (£) scaled by demand forecast (in Data for allocation of operating expenditure)
x2 = 2708. Total operating expenditure by network level (£/year)
Calculation =IF(x1="","",IF(x1>0,x2/x1,0))
| Transmission exit | Operating 132kV | Operating 132kV/EHV | Operating EHV | Operating EHV/HV | Operating 132kV/HV | Operating HV | Operating HV/LV | Operating LV circuits | Operating LV customer | Operating HV customer
Operating expenditure percentage by network level |  | 2.767% | 2.767% | 2.767% | 2.767% | 2.767% | 2.767% | 2.767% | 2.767% | 2.767% | 2.767%
2710. Unit operating expenditure based on simultaneous maximum load (£/kW/year)
Data sources:
x1 = 2613. Forecast simultaneous maximum load (kW) adjusted for standing charges
x2 = 2708. Total operating expenditure by network level (£/year)
Calculation =IF(x1>0,x2/x1,0)
| Transmission exit | Operating 132kV | Operating 132kV/EHV | Operating EHV | Operating EHV/HV | Operating 132kV/HV | Operating HV | Operating HV/LV | Operating LV circuits
Unit operating expenditure based on simultaneous maximum load (£/kW/year) | 2.2918 | 4.5797 | 1.661 | 2.3765 | 3.4081 | 3.0569 | 5.6579 | 3.7367 | 4.3662
2711. Operating expenditure for customer assets p/MPAN/day
Data sources:
x1 = 1010. Days in the charging year (in Financial and general assumptions)
x2 = 2709. Operating expenditure percentage by network level
x3 = 2205. Service model assets by tariff (£)
x4 = Operating expenditure p/MPAN/day by level (in Operating expenditure for customer assets p/MPAN/day)
Kind: | Calculation |  | Cell summation
Formula: | =100/x1*x2*x3 |  | =SUM(x4)
Operating expenditure p/MPAN/day by level
| Operating LV customer | Operating HV customer | Operating expenditure for customer assets p/MPAN/day total
Domestic Unrestricted | 1.7774 | 0 | 1.7774
Domestic Two Rate | 1.7774 | 0 | 1.7774
Domestic Off Peak (related MPAN) | 0 | 0 | 0
Small Non Domestic Unrestricted | 4.3884 | 0 | 4.3884
Small Non Domestic Two Rate | 4.3884 | 0 | 4.3884
Small Non Domestic Off Peak (related MPAN) | 0 | 0 | 0
LV Medium Non-Domestic | 5.1838 | 0 | 5.1838
LV Sub Medium Non-Domestic | 3.8618 | 0 | 3.8618
HV Medium Non-Domestic | 0 | 66.3131 | 66.3131
LV HH Metered | 8.8613 | 0 | 8.8613
LV Sub HH Metered | 6.5082 | 0 | 6.5082
HV HH Metered | 0 | 66.3131 | 66.3131
HV Sub HH Metered | 0 | 66.3131 | 66.3131
NHH UMS category A | 0 | 0 | 0
NHH UMS category B | 0 | 0 | 0
NHH UMS category C | 0 | 0 | 0
NHH UMS category D | 0 | 0 | 0
LV UMS (Pseudo HH Metered) | 0 | 0 | 0
LV Generation NHH | 0 | 0 | 0
LV Sub Generation NHH | 0 | 0 | 0
LV Generation Intermittent | 0 | 0 | 0
LV Generation Non-Intermittent | 0 | 0 | 0
LV Sub Generation Intermittent | 0 | 0 | 0
LV Sub Generation Non-Intermittent | 0 | 0 | 0
HV Generation Intermittent | 0 | 32.589 | 32.589
HV Generation Non-Intermittent | 0 | 32.589 | 32.589
HV Sub Generation Intermittent | 0 | 32.589 | 32.589
HV Sub Generation Non-Intermittent | 0 | 32.589 | 32.589
2712. Operating expenditure for unmetered customer assets (p/kWh)
Data sources:
x1 = 2709. Operating expenditure percentage by network level
x2 = 2202. Asset £/(MWh/year) from LV service models
Calculation =0.1*x1*x2
Operating LV customer
NHH UMS category A | 0.60799
NHH UMS category B | 0.60799
NHH UMS category C | 0.60799
NHH UMS category D | 0.60799
LV UMS (Pseudo HH Metered) | 0.60799

## Contrib
Customer contributions for WPD East Midlands in 2013/14 (April Tariffs 2013/14)
This sheet calculates factors used to take account of the costs deemed to be covered by connection charges.
2801. Network level of supply (for customer contributions) by tariff
| LV network | LV substation | HV network | HV substation
Domestic Unrestricted | 100% | 0% | 0% | 0%
Domestic Two Rate | 100% | 0% | 0% | 0%
Domestic Off Peak (related MPAN) | 100% | 0% | 0% | 0%
Small Non Domestic Unrestricted | 100% | 0% | 0% | 0%
Small Non Domestic Two Rate | 100% | 0% | 0% | 0%
Small Non Domestic Off Peak (related MPAN) | 100% | 0% | 0% | 0%
LV Medium Non-Domestic | 100% | 0% | 0% | 0%
LV Sub Medium Non-Domestic | 0% | 100% | 0% | 0%
HV Medium Non-Domestic | 0% | 0% | 100% | 0%
LV HH Metered | 100% | 0% | 0% | 0%
LV Sub HH Metered | 0% | 100% | 0% | 0%
HV HH Metered | 0% | 0% | 100% | 0%
HV Sub HH Metered | 0% | 0% | 0% | 100%
NHH UMS category A | 100% | 0% | 0% | 0%
NHH UMS category B | 100% | 0% | 0% | 0%
NHH UMS category C | 100% | 0% | 0% | 0%
NHH UMS category D | 100% | 0% | 0% | 0%
LV UMS (Pseudo HH Metered) | 100% | 0% | 0% | 0%
LV Generation NHH | 100% | 0% | 0% | 0%
LV Sub Generation NHH | 0% | 100% | 0% | 0%
LV Generation Intermittent | 100% | 0% | 0% | 0%
LV Generation Non-Intermittent | 100% | 0% | 0% | 0%
LV Sub Generation Intermittent | 0% | 100% | 0% | 0%
LV Sub Generation Non-Intermittent | 0% | 100% | 0% | 0%
HV Generation Intermittent | 0% | 0% | 100% | 0%
HV Generation Non-Intermittent | 0% | 0% | 100% | 0%
HV Sub Generation Intermittent | 0% | 0% | 0% | 100%
HV Sub Generation Non-Intermittent | 0% | 0% | 0% | 100%
2802. Contribution proportion of asset annuities, by customer type and network level of assets
Data sources:
x1 = 1060. Customer contributions under current connection charging policy
x2 = 1010. Annuity proportion for customer-contributed assets (in Financial and general assumptions)
Calculation =x1*(1-x2)
| LV network | LV substation | HV network | HV substation
Assets 132kV | 0% | 0% | 0% | 0%
Assets 132kV/EHV | 0% | 0% | 0% | 0%
Assets EHV | 0% | 0% | 6.542% | 6.542%
Assets EHV/HV | 0% | 0% | 35.16% | 35.16%
Assets 132kV/HV | 0% | 0% | 35.16% | 0%
Assets HV | 47.91% | 47.91% | 63.78% | 0%
Assets HV/LV | 70.89% | 70.89% | 0% | 0%
Assets LV circuits | 93.87% | 0% | 0% | 0%
2803. Proportion of assets annuities deemed to be covered by customer contributions
Data sources:
x1 = 2801. Network level of supply (for customer contributions) by tariff
x2 = 2802. Contribution proportion of asset annuities, by customer type and network level of assets
Sum-product calculation =SUMPRODUCT(x1, x2)
| Assets 132kV | Assets 132kV/EHV | Assets EHV | Assets EHV/HV | Assets 132kV/HV | Assets HV | Assets HV/LV | Assets LV circuits
Domestic Unrestricted | 0% | 0% | 0% | 0% | 0% | 47.91% | 70.89% | 93.87%
Domestic Two Rate | 0% | 0% | 0% | 0% | 0% | 47.91% | 70.89% | 93.87%
Domestic Off Peak (related MPAN) | 0% | 0% | 0% | 0% | 0% | 47.91% | 70.89% | 93.87%
Small Non Domestic Unrestricted | 0% | 0% | 0% | 0% | 0% | 47.91% | 70.89% | 93.87%
Small Non Domestic Two Rate | 0% | 0% | 0% | 0% | 0% | 47.91% | 70.89% | 93.87%
Small Non Domestic Off Peak (related MPAN) | 0% | 0% | 0% | 0% | 0% | 47.91% | 70.89% | 93.87%
LV Medium Non-Domestic | 0% | 0% | 0% | 0% | 0% | 47.91% | 70.89% | 93.87%
LV Sub Medium Non-Domestic | 0% | 0% | 0% | 0% | 0% | 47.91% | 70.89% | 0%
HV Medium Non-Domestic | 0% | 0% | 6.542% | 35.16% | 35.16% | 63.78% | 0% | 0%
LV HH Metered | 0% | 0% | 0% | 0% | 0% | 47.91% | 70.89% | 93.87%
LV Sub HH Metered | 0% | 0% | 0% | 0% | 0% | 47.91% | 70.89% | 0%
HV HH Metered | 0% | 0% | 6.542% | 35.16% | 35.16% | 63.78% | 0% | 0%
HV Sub HH Metered | 0% | 0% | 6.542% | 35.16% | 0% | 0% | 0% | 0%
NHH UMS category A | 0% | 0% | 0% | 0% | 0% | 47.91% | 70.89% | 93.87%
NHH UMS category B | 0% | 0% | 0% | 0% | 0% | 47.91% | 70.89% | 93.87%
NHH UMS category C | 0% | 0% | 0% | 0% | 0% | 47.91% | 70.89% | 93.87%
NHH UMS category D | 0% | 0% | 0% | 0% | 0% | 47.91% | 70.89% | 93.87%
LV UMS (Pseudo HH Metered) | 0% | 0% | 0% | 0% | 0% | 47.91% | 70.89% | 93.87%
LV Generation NHH | 0% | 0% | 0% | 0% | 0% | 47.91% | 70.89% | 93.87%
LV Sub Generation NHH | 0% | 0% | 0% | 0% | 0% | 47.91% | 70.89% | 0%
LV Generation Intermittent | 0% | 0% | 0% | 0% | 0% | 47.91% | 70.89% | 93.87%
LV Generation Non-Intermittent | 0% | 0% | 0% | 0% | 0% | 47.91% | 70.89% | 93.87%
LV Sub Generation Intermittent | 0% | 0% | 0% | 0% | 0% | 47.91% | 70.89% | 0%
LV Sub Generation Non-Intermittent | 0% | 0% | 0% | 0% | 0% | 47.91% | 70.89% | 0%
HV Generation Intermittent | 0% | 0% | 6.542% | 35.16% | 35.16% | 63.78% | 0% | 0%
HV Generation Non-Intermittent | 0% | 0% | 6.542% | 35.16% | 35.16% | 63.78% | 0% | 0%
HV Sub Generation Intermittent | 0% | 0% | 6.542% | 35.16% | 0% | 0% | 0% | 0%
HV Sub Generation Non-Intermittent | 0% | 0% | 6.542% | 35.16% | 0% | 0% | 0% | 0%
2804. Proportion of annual charge covered by contributions (for all charging levels)
Data sources:
x1 = Zero for operating expenditure
x2 = Zero for GSPs level
x3 = 2803. Proportion of assets annuities deemed to be covered by customer contributions
Combine tables = x1 or x2 or x3
| GSPs | Assets 132kV | Assets 132kV/EHV | Assets EHV | Assets EHV/HV | Assets 132kV/HV | Assets HV | Assets HV/LV | Assets LV circuits | Transmission exit | Operating 132kV | Operating 132kV/EHV | Operating EHV | Operating EHV/HV | Operating 132kV/HV | Operating HV | Operating HV/LV | Operating LV circuits
Domestic Unrestricted | 0% | 0% | 0% | 0% | 0% | 0% | 47.91% | 70.89% | 93.87% | 0% | 0% | 0% | 0% | 0% | 0% | 0% | 0% | 0%
Domestic Two Rate | 0% | 0% | 0% | 0% | 0% | 0% | 47.91% | 70.89% | 93.87% | 0% | 0% | 0% | 0% | 0% | 0% | 0% | 0% | 0%
Domestic Off Peak (related MPAN) | 0% | 0% | 0% | 0% | 0% | 0% | 47.91% | 70.89% | 93.87% | 0% | 0% | 0% | 0% | 0% | 0% | 0% | 0% | 0%
Small Non Domestic Unrestricted | 0% | 0% | 0% | 0% | 0% | 0% | 47.91% | 70.89% | 93.87% | 0% | 0% | 0% | 0% | 0% | 0% | 0% | 0% | 0%
Small Non Domestic Two Rate | 0% | 0% | 0% | 0% | 0% | 0% | 47.91% | 70.89% | 93.87% | 0% | 0% | 0% | 0% | 0% | 0% | 0% | 0% | 0%
Small Non Domestic Off Peak (related MPAN) | 0% | 0% | 0% | 0% | 0% | 0% | 47.91% | 70.89% | 93.87% | 0% | 0% | 0% | 0% | 0% | 0% | 0% | 0% | 0%
LV Medium Non-Domestic | 0% | 0% | 0% | 0% | 0% | 0% | 47.91% | 70.89% | 93.87% | 0% | 0% | 0% | 0% | 0% | 0% | 0% | 0% | 0%
LV Sub Medium Non-Domestic | 0% | 0% | 0% | 0% | 0% | 0% | 47.91% | 70.89% | 0% | 0% | 0% | 0% | 0% | 0% | 0% | 0% | 0% | 0%
HV Medium Non-Domestic | 0% | 0% | 0% | 6.542% | 35.16% | 35.16% | 63.78% | 0% | 0% | 0% | 0% | 0% | 0% | 0% | 0% | 0% | 0% | 0%
LV HH Metered | 0% | 0% | 0% | 0% | 0% | 0% | 47.91% | 70.89% | 93.87% | 0% | 0% | 0% | 0% | 0% | 0% | 0% | 0% | 0%
LV Sub HH Metered | 0% | 0% | 0% | 0% | 0% | 0% | 47.91% | 70.89% | 0% | 0% | 0% | 0% | 0% | 0% | 0% | 0% | 0% | 0%
HV HH Metered | 0% | 0% | 0% | 6.542% | 35.16% | 35.16% | 63.78% | 0% | 0% | 0% | 0% | 0% | 0% | 0% | 0% | 0% | 0% | 0%
HV Sub HH Metered | 0% | 0% | 0% | 6.542% | 35.16% | 0% | 0% | 0% | 0% | 0% | 0% | 0% | 0% | 0% | 0% | 0% | 0% | 0%
NHH UMS category A | 0% | 0% | 0% | 0% | 0% | 0% | 47.91% | 70.89% | 93.87% | 0% | 0% | 0% | 0% | 0% | 0% | 0% | 0% | 0%
NHH UMS category B | 0% | 0% | 0% | 0% | 0% | 0% | 47.91% | 70.89% | 93.87% | 0% | 0% | 0% | 0% | 0% | 0% | 0% | 0% | 0%
NHH UMS category C | 0% | 0% | 0% | 0% | 0% | 0% | 47.91% | 70.89% | 93.87% | 0% | 0% | 0% | 0% | 0% | 0% | 0% | 0% | 0%
NHH UMS category D | 0% | 0% | 0% | 0% | 0% | 0% | 47.91% | 70.89% | 93.87% | 0% | 0% | 0% | 0% | 0% | 0% | 0% | 0% | 0%
LV UMS (Pseudo HH Metered) | 0% | 0% | 0% | 0% | 0% | 0% | 47.91% | 70.89% | 93.87% | 0% | 0% | 0% | 0% | 0% | 0% | 0% | 0% | 0%
LV Generation NHH | 0% | 0% | 0% | 0% | 0% | 0% | 47.91% | 70.89% | 93.87% | 0% | 0% | 0% | 0% | 0% | 0% | 0% | 0% | 0%
LV Sub Generation NHH | 0% | 0% | 0% | 0% | 0% | 0% | 47.91% | 70.89% | 0% | 0% | 0% | 0% | 0% | 0% | 0% | 0% | 0% | 0%
LV Generation Intermittent | 0% | 0% | 0% | 0% | 0% | 0% | 47.91% | 70.89% | 93.87% | 0% | 0% | 0% | 0% | 0% | 0% | 0% | 0% | 0%
LV Generation Non-Intermittent | 0% | 0% | 0% | 0% | 0% | 0% | 47.91% | 70.89% | 93.87% | 0% | 0% | 0% | 0% | 0% | 0% | 0% | 0% | 0%
LV Sub Generation Intermittent | 0% | 0% | 0% | 0% | 0% | 0% | 47.91% | 70.89% | 0% | 0% | 0% | 0% | 0% | 0% | 0% | 0% | 0% | 0%
LV Sub Generation Non-Intermittent | 0% | 0% | 0% | 0% | 0% | 0% | 47.91% | 70.89% | 0% | 0% | 0% | 0% | 0% | 0% | 0% | 0% | 0% | 0%
HV Generation Intermittent | 0% | 0% | 0% | 6.542% | 35.16% | 35.16% | 63.78% | 0% | 0% | 0% | 0% | 0% | 0% | 0% | 0% | 0% | 0% | 0%
HV Generation Non-Intermittent | 0% | 0% | 0% | 6.542% | 35.16% | 35.16% | 63.78% | 0% | 0% | 0% | 0% | 0% | 0% | 0% | 0% | 0% | 0% | 0%
HV Sub Generation Intermittent | 0% | 0% | 0% | 6.542% | 35.16% | 0% | 0% | 0% | 0% | 0% | 0% | 0% | 0% | 0% | 0% | 0% | 0% | 0%
HV Sub Generation Non-Intermittent | 0% | 0% | 0% | 6.542% | 35.16% | 0% | 0% | 0% | 0% | 0% | 0% | 0% | 0% | 0% | 0% | 0% | 0% | 0%

## Yard
Yardsticks for WPD East Midlands in 2013/14 (April Tariffs 2013/14)
This sheet calculates average p/kWh and p/kW/day charges that would apply if no costs were recovered through capacity or fixed charges.
2901. Unit cost at each level, £/kW/year (relative to system simultaneous maximum load)
Data sources:
x1 = 2109. Network model annuity by simultaneous maximum load for each network level (£/kW/year)
x2 = 2710. Unit operating expenditure based on simultaneous maximum load (£/kW/year)
Combine tables = x1 or x2
| GSPs | Assets 132kV | Assets 132kV/EHV | Assets EHV | Assets EHV/HV | Assets 132kV/HV | Assets HV | Assets HV/LV | Assets LV circuits | Transmission exit | Operating 132kV | Operating 132kV/EHV | Operating EHV | Operating EHV/HV | Operating 132kV/HV | Operating HV | Operating HV/LV | Operating LV circuits
Unit cost at each level, £/kW/year (relative to system simultaneous maximum load) |  | 10.4516 | 3.7907 | 5.4236 | 7.7778 | 6.9764 | 12.9121 | 8.5277 | 9.9645 | 2.2918 | 4.5797 | 1.661 | 2.3765 | 3.4081 | 3.0569 | 5.6579 | 3.7367 | 4.3662
2902. Pay-as-you-go yardstick unit costs by charging level (p/kWh)
Data sources:
x1 = 2901. Unit cost at each level, £/kW/year (relative to system simultaneous maximum load)
x2 = 2302. Load coefficient
x3 = 2012. Loss adjustment factors between end user meter reading and each network level, scaled by network use
x4 = 2804. Proportion of annual charge covered by contributions (for all charging levels)
x5 = 1010. Days in the charging year (in Financial and general assumptions)
Calculation =x1*x2*x3*(1-x4)/(24*x5)*100
| GSPs | Assets 132kV | Assets 132kV/EHV | Assets EHV | Assets EHV/HV | Assets 132kV/HV | Assets HV | Assets HV/LV | Assets LV circuits | Transmission exit | Operating 132kV | Operating 132kV/EHV | Operating EHV | Operating EHV/HV | Operating 132kV/HV | Operating HV | Operating HV/LV | Operating LV circuits
Domestic Unrestricted | 0 | 0.29544 | 0.098914 | 0.1411 | 0.19783 | 0.014396 | 0.18176 | 0.066136 | 0.015456 | 0.064848 | 0.12946 | 0.043342 | 0.061828 | 0.086683 | 0.0063082 | 0.15291 | 0.099559 | 0.11051
Domestic Two Rate | 0 | 0.24612 | 0.082401 | 0.11755 | 0.1648 | 0.011993 | 0.15142 | 0.055095 | 0.012876 | 0.054022 | 0.10785 | 0.036107 | 0.051507 | 0.072213 | 0.0052552 | 0.12738 | 0.082939 | 0.092059
Domestic Off Peak (related MPAN) | 0 | 0 | 0 | 0 | 0 | 0 | 0 | 0 | 0 | 0 | 0 | 0 | 0 | 0 | 0 | 0 | 0 | 0
Small Non Domestic Unrestricted | 0 | 0.23004 | 0.077018 | 0.10987 | 0.15403 | 0.01121 | 0.14153 | 0.051496 | 0.012035 | 0.050493 | 0.1008 | 0.033748 | 0.048142 | 0.067495 | 0.0049118 | 0.11906 | 0.077521 | 0.086044
Small Non Domestic Two Rate | 0 | 0.1929 | 0.064582 | 0.092127 | 0.12916 | 0.0093997 | 0.11867 | 0.043181 | 0.010091 | 0.04234 | 0.084524 | 0.028299 | 0.040368 | 0.056597 | 0.0041188 | 0.099835 | 0.065004 | 0.072151
Small Non Domestic Off Peak (related MPAN) | 0 | 0 | 0 | 0 | 0 | 0 | 0 | 0 | 0 | 0 | 0 | 0 | 0 | 0 | 0 | 0 | 0 | 0
LV Medium Non-Domestic | 0 | 0.19978 | 0.066888 | 0.095416 | 0.13377 | 0.0097352 | 0.12291 | 0.044722 | 0.010452 | 0.043852 | 0.087541 | 0.029309 | 0.041809 | 0.058617 | 0.0042658 | 0.1034 | 0.067324 | 0.074727
LV Sub Medium Non-Domestic | 0 | 0.18978 | 0.063537 | 0.090637 | 0.12707 | 0.0092476 | 0.11675 | 0.042482 | 0 | 0.041655 | 0.083156 | 0.027841 | 0.039715 | 0.055681 | 0.0040521 | 0.098219 | 0.063952 | 0
HV Medium Non-Domestic | 0 | 0.19447 | 0.065109 | 0.086803 | 0.084429 | 0.0061442 | 0.083188 | 0 | 0 | 0.042686 | 0.085213 | 0.02853 | 0.040698 | 0.057059 | 0.0041524 | 0.10065 | 0 | 0
LV HH Metered | 0 | 0.18717 | 0.062664 | 0.089391 | 0.12533 | 0.0091205 | 0.11515 | 0.041899 | 0.0097917 | 0.041083 | 0.082014 | 0.027458 | 0.03917 | 0.054916 | 0.0039964 | 0.09687 | 0.063073 | 0.070008
LV Sub HH Metered | 0 | 0.17779 | 0.059526 | 0.084914 | 0.11905 | 0.0086637 | 0.10938 | 0.0398 | 0 | 0.039025 | 0.077906 | 0.026083 | 0.037208 | 0.052165 | 0.0037963 | 0.092018 | 0.059914 | 0
HV HH Metered | 0 | 0.14501 | 0.04855 | 0.064726 | 0.062956 | 0.0045815 | 0.06203 | 0 | 0 | 0.031829 | 0.063541 | 0.021274 | 0.030347 | 0.042547 | 0.0030963 | 0.075051 | 0 | 0
HV Sub HH Metered | 0 | 0.14252 | 0.051586 | 0.068774 | 0.066893 | 0 | 0 | 0 | 0 | 0.031282 | 0.062448 | 0.022604 | 0.032245 | 0.045208 | 0 | 0 | 0 | 0
NHH UMS category A | 0 | 0.13326 | 0.044614 | 0.063643 | 0.089228 | 0.0064934 | 0.081981 | 0.02983 | 0.0069713 | 0.029249 | 0.05839 | 0.019549 | 0.027887 | 0.039098 | 0.0028453 | 0.068967 | 0.044906 | 0.049843
NHH UMS category B | 0 | 0.28143 | 0.094223 | 0.13441 | 0.18844 | 0.013714 | 0.17314 | 0.062999 | 0.014723 | 0.061773 | 0.12332 | 0.041287 | 0.058896 | 0.082572 | 0.0060091 | 0.14565 | 0.094838 | 0.10527
NHH UMS category C | 0 | 0.51382 | 0.17203 | 0.2454 | 0.34405 | 0.025038 | 0.31611 | 0.11502 | 0.02688 | 0.11278 | 0.22514 | 0.075379 | 0.10753 | 0.15076 | 0.010971 | 0.26593 | 0.17315 | 0.19219
NHH UMS category D | 0 | 0.01812 | 0.0060667 | 0.0086542 | 0.012133 | 0.00088298 | 0.011148 | 0.0040563 | 0.00094796 | 0.0039773 | 0.0079399 | 0.0026583 | 0.0037921 | 0.0053166 | 0.0003869 | 0.0093782 | 0.0061063 | 0.0067777
LV UMS (Pseudo HH Metered) | 0 | 0.27171 | 0.090968 | 0.12977 | 0.18193 | 0.01324 | 0.16716 | 0.060823 | 0.014214 | 0.059639 | 0.11906 | 0.039861 | 0.056861 | 0.07972 | 0.0058015 | 0.14062 | 0.091562 | 0.10163
LV Generation NHH | 0 | -0.13326 | -0.044614 | -0.063643 | -0.089228 | -0.0064934 | -0.081981 | -0.02983 | 0 | -0.029249 | -0.05839 | -0.019549 | -0.027887 | -0.039098 | -0.0028453 | -0.068967 | -0.044906 | 0
LV Sub Generation NHH | 0 | -0.12658 | -0.04238 | -0.060455 | -0.084759 | -0.0061682 | -0.077875 | 0 | 0 | -0.027784 | -0.055466 | -0.01857 | -0.02649 | -0.03714 | -0.0027028 | -0.065513 | 0 | 0
LV Generation Intermittent | 0 | -0.13326 | -0.044614 | -0.063643 | -0.089228 | -0.0064934 | -0.081981 | -0.02983 | 0 | -0.029249 | -0.05839 | -0.019549 | -0.027887 | -0.039098 | -0.0028453 | -0.068967 | -0.044906 | 0
LV Generation Non-Intermittent | 0 | -0.13326 | -0.044614 | -0.063643 | -0.089228 | -0.0064934 | -0.081981 | -0.02983 | 0 | -0.029249 | -0.05839 | -0.019549 | -0.027887 | -0.039098 | -0.0028453 | -0.068967 | -0.044906 | 0
LV Sub Generation Intermittent | 0 | -0.12658 | -0.04238 | -0.060455 | -0.084759 | -0.0061682 | -0.077875 | 0 | 0 | -0.027784 | -0.055466 | -0.01857 | -0.02649 | -0.03714 | -0.0027028 | -0.065513 | 0 | 0
LV Sub Generation Non-Intermittent | 0 | -0.12658 | -0.04238 | -0.060455 | -0.084759 | -0.0061682 | -0.077875 | 0 | 0 | -0.027784 | -0.055466 | -0.01857 | -0.02649 | -0.03714 | -0.0027028 | -0.065513 | 0 | 0
HV Generation Intermittent | 0 | -0.12479 | -0.041781 | -0.055702 | -0.054179 | -0.0039428 | 0 | 0 | 0 | -0.027392 | -0.054682 | -0.018308 | -0.026116 | -0.036615 | -0.0026646 | 0 | 0 | 0
HV Generation Non-Intermittent | 0 | -0.12479 | -0.041781 | -0.055702 | -0.054179 | -0.0039428 | 0 | 0 | 0 | -0.027392 | -0.054682 | -0.018308 | -0.026116 | -0.036615 | -0.0026646 | 0 | 0 | 0
HV Sub Generation Intermittent | 0 | -0.12265 | -0.044394 | -0.059186 | 0 | 0 | 0 | 0 | 0 | -0.026921 | -0.053742 | -0.019453 | -0.02775 | 0 | 0 | 0 | 0 | 0
HV Sub Generation Non-Intermittent | 0 | -0.12265 | -0.044394 | -0.059186 | 0 | 0 | 0 | 0 | 0 | -0.026921 | -0.053742 | -0.019453 | -0.02775 | 0 | 0 | 0 | 0 | 0
2903. Pay-as-you-go unit rate 1 p/kWh
Data sources:
x1 = 2437. Unit rate 1 pseudo load coefficient by network level (combined)
x2 = 2901. Unit cost at each level, £/kW/year (relative to system simultaneous maximum load)
x3 = 2012. Loss adjustment factors between end user meter reading and each network level, scaled by network use
x4 = 2804. Proportion of annual charge covered by contributions (for all charging levels)
x5 = 1010. Days in the charging year (in Financial and general assumptions)
x6 = Contributions to pay-as-you-go unit rate 1 (p/kWh) (in Pay-as-you-go unit rate 1 p/kWh)
Kind: | Calculation | [17 empty] | Cell summation
Formula: | =x1*x2*x3*(1-x4)*100/(24*x5) | [17 empty] | =SUM(x6)
Contributions to pay-as-you-go unit rate 1 (p/kWh)
| GSPs | Assets 132kV | Assets 132kV/EHV | Assets EHV | Assets EHV/HV | Assets 132kV/HV | Assets HV | Assets HV/LV | Assets LV circuits | Transmission exit | Operating 132kV | Operating 132kV/EHV | Operating EHV | Operating EHV/HV | Operating 132kV/HV | Operating HV | Operating HV/LV | Operating LV circuits | Pay-as-you-go unit rate 1 (p/kWh)
Domestic Two Rate | 0 | 0.34991 | 0.11715 | 0.16002 | 0.22435 | 0.017051 | 0.20613 | 0.075004 | 0.017528 | 0.080033 | 0.15332 | 0.051333 | 0.070119 | 0.098307 | 0.0074713 | 0.17341 | 0.11291 | 0.12532 | 2.0394
Domestic Off Peak (related MPAN) | 0 | 0.061431 | 0.020567 | 0.035738 | 0.050106 | 0.0029935 | 0.046036 | 0.016751 | 0.0039147 | 0.010049 | 0.026918 | 0.0090122 | 0.01566 | 0.021955 | 0.0013117 | 0.038728 | 0.025217 | 0.027989 | 0.41438
Small Non Domestic Two Rate | 0 | 0.24731 | 0.0828 | 0.11825 | 0.16579 | 0.012051 | 0.15233 | 0.055427 | 0.012953 | 0.053375 | 0.10837 | 0.036281 | 0.051816 | 0.072647 | 0.0052806 | 0.12815 | 0.083438 | 0.092612 | 1.4789
Small Non Domestic Off Peak (related MPAN) | 0 | 0.035076 | 0.011743 | 0.021823 | 0.030596 | 0.0017092 | 0.028111 | 0.010229 | 0.0023904 | 0.0054191 | 0.015369 | 0.0051457 | 0.0095623 | 0.013406 | 0.00074894 | 0.023648 | 0.015398 | 0.017091 | 0.24747
LV Medium Non-Domestic | 0 | 0.25471 | 0.085278 | 0.1212 | 0.16992 | 0.012412 | 0.15612 | 0.056806 | 0.013276 | 0.055239 | 0.11161 | 0.037367 | 0.053106 | 0.074455 | 0.0054386 | 0.13134 | 0.085515 | 0.094917 | 1.5187
LV Sub Medium Non-Domestic | 0 | 0.28557 | 0.095609 | 0.13588 | 0.1905 | 0.013915 | 0.17503 | 0.063688 | 0 | 0.061931 | 0.12513 | 0.041894 | 0.05954 | 0.083475 | 0.0060975 | 0.14725 | 0.095875 | 0 | 1.5814
HV Medium Non-Domestic | 0 | 0.25567 | 0.0856 | 0.11464 | 0.11151 | 0.0080778 | 0.10987 | 0 | 0 | 0.054788 | 0.11203 | 0.037508 | 0.05375 | 0.075357 | 0.0054592 | 0.13293 | 0 | 0 | 1.1572
LV HH Metered | 0 | 1.4332 | 0.47985 | 0.56853 | 0.79709 | 0.069839 | 0.73235 | 0.26648 | 0.062275 | 0.37708 | 0.62801 | 0.21026 | 0.24912 | 0.34927 | 0.030602 | 0.61609 | 0.40115 | 0.44526 | 7.7165
LV Sub HH Metered | 0 | 1.3775 | 0.46119 | 0.54643 | 0.7661 | 0.067124 | 0.70388 | 0.25612 | 0 | 0.36242 | 0.60359 | 0.20208 | 0.23943 | 0.33569 | 0.029413 | 0.59214 | 0.38555 | 0 | 6.9287
HV HH Metered | 0 | 1.2181 | 0.40781 | 0.45158 | 0.43923 | 0.038484 | 0.43277 | 0 | 0 | 0.32048 | 0.53374 | 0.1787 | 0.21172 | 0.29684 | 0.026008 | 0.52361 | 0 | 0 | 5.079
HV Sub HH Metered | 0 | 1.1447 | 0.41436 | 0.45882 | 0.44627 | 0 | 0 | 0 | 0 | 0.30118 | 0.50161 | 0.18156 | 0.21512 | 0.3016 | 0 | 0 | 0 | 0 | 3.9653
LV Generation Non-Intermittent | 0 | -1.2438 | -0.41641 | -0.49337 | -0.69171 | -0.060607 | -0.63554 | -0.23125 | 0 | -0.32723 | -0.54499 | -0.18246 | -0.21619 | -0.3031 | -0.026557 | -0.53465 | -0.34812 | 0 | -6.2559
LV Sub Generation Non-Intermittent | 0 | -1.1815 | -0.39555 | -0.46866 | -0.65707 | -0.057571 | -0.6037 | 0 | 0 | -0.31084 | -0.51769 | -0.17332 | -0.20536 | -0.28791 | -0.025227 | -0.50787 | 0 | 0 | -5.3922
HV Generation Non-Intermittent | 0 | -1.1648 | -0.38997 | -0.43181 | -0.42001 | -0.0368 | 0 | 0 | 0 | -0.30645 | -0.51038 | -0.17088 | -0.20246 | -0.28385 | -0.02487 | 0 | 0 | 0 | -3.9422
HV Sub Generation Non-Intermittent | 0 | -1.1447 | -0.41436 | -0.45882 | 0 | 0 | 0 | 0 | 0 | -0.30118 | -0.50161 | -0.18156 | -0.21512 | 0 | 0 | 0 | 0 | 0 | -3.2174
NHH UMS category A | 0 | 0.16107 | 0.053926 | 0.076834 | 0.10772 | 0.0078487 | 0.098973 | 0.036013 | 0.0084162 | 0.035406 | 0.070577 | 0.023629 | 0.033667 | 0.047202 | 0.0034391 | 0.083262 | 0.054213 | 0.060174 | 0.96237
NHH UMS category B | 0 | 0.23562 | 0.078885 | 0.098461 | 0.13804 | 0.011481 | 0.12683 | 0.04615 | 0.010785 | 0.060576 | 0.10324 | 0.034566 | 0.043144 | 0.060488 | 0.0050309 | 0.1067 | 0.069473 | 0.077112 | 1.3066
NHH UMS category C | 0 | 0.44995 | 0.15065 | 0.18483 | 0.25913 | 0.021926 | 0.23808 | 0.086629 | 0.020245 | 0.11622 | 0.19716 | 0.06601 | 0.080987 | 0.11354 | 0.0096075 | 0.20029 | 0.13041 | 0.14475 | 2.4704
NHH UMS category D | 0 | 0.11455 | 0.038351 | 0.064889 | 0.090975 | 0.0055817 | 0.083587 | 0.030414 | 0.0071078 | 0.018627 | 0.050192 | 0.016804 | 0.028433 | 0.039864 | 0.0024458 | 0.070318 | 0.045785 | 0.050819 | 0.75874
LV UMS (Pseudo HH Metered) | 0 | 4.4652 | 1.495 | 1.7532 | 2.458 | 0.21758 | 2.2584 | 0.82176 | 0.19204 | 1.1929 | 1.9566 | 0.65506 | 0.76823 | 1.0771 | 0.095341 | 1.8999 | 1.2371 | 1.3731 | 23.9164
2904. Pay-as-you-go unit rate 2 p/kWh
Data sources:
x1 = 2438. Unit rate 2 pseudo load coefficient by network level (combined)
x2 = 2901. Unit cost at each level, £/kW/year (relative to system simultaneous maximum load)
x3 = 2012. Loss adjustment factors between end user meter reading and each network level, scaled by network use
x4 = 2804. Proportion of annual charge covered by contributions (for all charging levels)
x5 = 1010. Days in the charging year (in Financial and general assumptions)
x6 = Contributions to pay-as-you-go unit rate 2 (p/kWh) (in Pay-as-you-go unit rate 2 p/kWh)
Kind: | Calculation | [17 empty] | Cell summation
Formula: | =x1*x2*x3*(1-x4)*100/(24*x5) | [17 empty] | =SUM(x6)
Contributions to pay-as-you-go unit rate 2 (p/kWh)
| GSPs | Assets 132kV | Assets 132kV/EHV | Assets EHV | Assets EHV/HV | Assets 132kV/HV | Assets HV | Assets HV/LV | Assets LV circuits | Transmission exit | Operating 132kV | Operating 132kV/EHV | Operating EHV | Operating EHV/HV | Operating 132kV/HV | Operating HV | Operating HV/LV | Operating LV circuits | Pay-as-you-go unit rate 2 (p/kWh)
Domestic Two Rate | 0 | 0.0038406 | 0.0012858 | 0.0065815 | 0.0092274 | 0.00018715 | 0.008478 | 0.0030848 | 0.00072092 | 0 | 0.0016829 | 0.00056343 | 0.0028839 | 0.0040433 | 8.2005e-05 | 0.0071322 | 0.0046439 | 0.0051545 | 0.059592
Small Non Domestic Two Rate | 0 | 0.0030368 | 0.0010167 | 0.0052041 | 0.0072963 | 0.00014798 | 0.0067037 | 0.0024392 | 0.00057005 | 0 | 0.0013307 | 0.00044552 | 0.0022804 | 0.0031971 | 6.4843e-05 | 0.0056395 | 0.003672 | 0.0040757 | 0.047121
LV Medium Non-Domestic | 0 | 0.0029209 | 0.00097794 | 0.0050055 | 0.0070178 | 0.00014233 | 0.0064479 | 0.0023461 | 0.00054829 | 0 | 0.0012799 | 0.00042851 | 0.0021933 | 0.0030751 | 6.2368e-05 | 0.0054243 | 0.0035318 | 0.0039202 | 0.045322
LV Sub Medium Non-Domestic | 0 | 0.0032748 | 0.0010964 | 0.0056119 | 0.007868 | 0.00015958 | 0.007229 | 0.0026304 | 0 | 0 | 0.001435 | 0.00048043 | 0.002459 | 0.0034476 | 6.9924e-05 | 0.0060814 | 0.0039597 | 0 | 0.045803
HV Medium Non-Domestic | 0 | 0.0029387 | 0.00098389 | 0.0047065 | 0.0045778 | 9.2847e-05 | 0.0045105 | 0 | 0 | 0 | 0.0012877 | 0.00043112 | 0.0022067 | 0.0030938 | 6.2748e-05 | 0.0054573 | 0 | 0 | 0.03035
LV HH Metered | 0 | 0.076137 | 0.025491 | 0.063059 | 0.088409 | 0.0037101 | 0.081229 | 0.029556 | 0.0069073 | 0 | 0.033362 | 0.01117 | 0.027631 | 0.038739 | 0.0016257 | 0.068334 | 0.044494 | 0.049386 | 0.64924
LV Sub HH Metered | 0 | 0.073177 | 0.0245 | 0.060607 | 0.084972 | 0.0035658 | 0.078071 | 0.028407 | 0 | 0 | 0.032065 | 0.010735 | 0.026557 | 0.037233 | 0.0015625 | 0.065678 | 0.042764 | 0 | 0.56989
HV HH Metered | 0 | 0.064708 | 0.021664 | 0.050087 | 0.048717 | 0.0020444 | 0.048001 | 0 | 0 | 0 | 0.028354 | 0.0094929 | 0.023483 | 0.032924 | 0.0013816 | 0.058076 | 0 | 0 | 0.38893
HV Sub HH Metered | 0 | 0.060812 | 0.022012 | 0.050891 | 0.049499 | 0 | 0 | 0 | 0 | 0 | 0.026647 | 0.0096452 | 0.02386 | 0.033452 | 0 | 0 | 0 | 0 | 0.27682
LV Generation Non-Intermittent | 0 | -0.066072 | -0.022121 | -0.054723 | -0.076722 | -0.0032196 | -0.070491 | -0.025649 | 0 | 0 | -0.028952 | -0.009693 | -0.023978 | -0.033618 | -0.0014108 | -0.059301 | -0.038612 | 0 | -0.51456
LV Sub Generation Non-Intermittent | 0 | -0.062763 | -0.021013 | -0.051982 | -0.072879 | -0.0030583 | -0.06696 | 0 | 0 | 0 | -0.027501 | -0.0092075 | -0.022777 | -0.031934 | -0.0013401 | -0.056331 | 0 | 0 | -0.42775
HV Generation Non-Intermittent | 0 | -0.061876 | -0.020716 | -0.047895 | -0.046585 | -0.0019549 | 0 | 0 | 0 | 0 | -0.027113 | -0.0090775 | -0.022456 | -0.031483 | -0.0013212 | 0 | 0 | 0 | -0.27048
HV Sub Generation Non-Intermittent | 0 | -0.060812 | -0.022012 | -0.050891 | 0 | 0 | 0 | 0 | 0 | 0 | -0.026647 | -0.0096452 | -0.02386 | 0 | 0 | 0 | 0 | 0 | -0.19387
LV UMS (Pseudo HH Metered) | 0 | 0.072047 | 0.024121 | 0.058747 | 0.082364 | 0.0035108 | 0.075675 | 0.027535 | 0.006435 | 0 | 0.03157 | 0.01057 | 0.025742 | 0.03609 | 0.0015383 | 0.063662 | 0.041451 | 0.046009 | 0.60707
2905. Pay-as-you-go unit rate 3 p/kWh
Data sources:
x1 = 2439. Unit rate 3 pseudo load coefficient by network level (combined)
x2 = 2901. Unit cost at each level, £/kW/year (relative to system simultaneous maximum load)
x3 = 2012. Loss adjustment factors between end user meter reading and each network level, scaled by network use
x4 = 2804. Proportion of annual charge covered by contributions (for all charging levels)
x5 = 1010. Days in the charging year (in Financial and general assumptions)
x6 = Contributions to pay-as-you-go unit rate 3 (p/kWh) (in Pay-as-you-go unit rate 3 p/kWh)
Kind: | Calculation | [17 empty] | Cell summation
Formula: | =x1*x2*x3*(1-x4)*100/(24*x5) | [17 empty] | =SUM(x6)
Contributions to pay-as-you-go unit rate 3 (p/kWh)
| GSPs | Assets 132kV | Assets 132kV/EHV | Assets EHV | Assets EHV/HV | Assets 132kV/HV | Assets HV | Assets HV/LV | Assets LV circuits | Transmission exit | Operating 132kV | Operating 132kV/EHV | Operating EHV | Operating EHV/HV | Operating 132kV/HV | Operating HV | Operating HV/LV | Operating LV circuits | Pay-as-you-go unit rate 3 (p/kWh)
LV HH Metered | 0 | 0.0027265 | 0.00091285 | 0.0046724 | 0.0065507 | 0.00013286 | 0.0060187 | 0.00219 | 0.0005118 | 0 | 0.0011947 | 0.00039999 | 0.0020473 | 0.0028704 | 5.8217e-05 | 0.0050633 | 0.0032968 | 0.0036593 | 0.042306
LV Sub HH Metered | 0 | 0.0026205 | 0.00087736 | 0.0044907 | 0.006296 | 0.0001277 | 0.0057847 | 0.0021048 | 0 | 0 | 0.0011483 | 0.00038444 | 0.0019677 | 0.0027588 | 5.5954e-05 | 0.0048664 | 0.0031686 | 0 | 0.036652
HV HH Metered | 0 | 0.0023172 | 0.00077582 | 0.0037112 | 0.0036097 | 7.3212e-05 | 0.0035566 | 0 | 0 | 0 | 0.0010154 | 0.00033995 | 0.00174 | 0.0024395 | 4.9478e-05 | 0.0043032 | 0 | 0 | 0.023931
HV Sub HH Metered | 0 | 0.0021777 | 0.00078827 | 0.0037708 | 0.0036676 | 0 | 0 | 0 | 0 | 0 | 0.00095425 | 0.0003454 | 0.0017679 | 0.0024787 | 0 | 0 | 0 | 0 | 0.015951
LV Generation Non-Intermittent | 0 | -0.0023661 | -0.00079218 | -0.0040547 | -0.0056847 | -0.0001153 | -0.0052231 | -0.0019005 | 0 | 0 | -0.0010368 | -0.00034712 | -0.0017767 | -0.0024909 | -5.0521e-05 | -0.0043939 | -0.002861 | 0 | -0.033094
LV Sub Generation Non-Intermittent | 0 | -0.0022476 | -0.0007525 | -0.0038516 | -0.0054 | -0.00010952 | -0.0049614 | 0 | 0 | 0 | -0.00098485 | -0.00032973 | -0.0016877 | -0.0023662 | -4.7991e-05 | -0.0041738 | 0 | 0 | -0.026913
HV Generation Non-Intermittent | 0 | -0.0022158 | -0.00074187 | -0.0035488 | -0.0034517 | -7.0008e-05 | 0 | 0 | 0 | 0 | -0.00097094 | -0.00032507 | -0.0016639 | -0.0023328 | -4.7313e-05 | 0 | 0 | 0 | -0.015368
HV Sub Generation Non-Intermittent | 0 | -0.0021777 | -0.00078827 | -0.0037708 | 0 | 0 | 0 | 0 | 0 | 0 | -0.00095425 | -0.0003454 | -0.0017679 | 0 | 0 | 0 | 0 | 0 | -0.0098044
LV UMS (Pseudo HH Metered) | 0 | 0.0028421 | 0.00095155 | 0.0048705 | 0.0068285 | 0.00013849 | 0.0062739 | 0.0022828 | 0.0005335 | 0 | 0.0012454 | 0.00041695 | 0.0021341 | 0.0029921 | 6.0685e-05 | 0.0052779 | 0.0034365 | 0.0038144 | 0.044099

## Standing
Allocation to standing charges for WPD East Midlands in 2013/14 (April Tariffs 2013/14)
This sheet reallocates some costs from unit charges to fixed or capacity charges, for demand users only.
3001. Costs based on aggregate maximum load (£/kW/year)
Data sources:
x1 = 2901. Unit cost at each level, £/kW/year (relative to system simultaneous maximum load)
x2 = 2612. Diversity allowances (including calculated LV value)
Calculation =x1/(1+x2)
| GSPs | Assets 132kV | Assets 132kV/EHV | Assets EHV | Assets EHV/HV | Assets 132kV/HV | Assets HV | Assets HV/LV | Assets LV circuits | Transmission exit | Operating 132kV | Operating 132kV/EHV | Operating EHV | Operating EHV/HV | Operating 132kV/HV | Operating HV | Operating HV/LV | Operating LV circuits
Costs based on aggregate maximum load (£/kW/year) | 0 | 9.7602 | 3.5399 | 4.6939 | 6.7314 | 6.5149 | 8.3395 | 5.5078 | 6.6056 | 2.2365 | 4.2767 | 1.5511 | 2.0568 | 2.9496 | 2.8547 | 3.6542 | 2.4134 | 2.8944
3002. Capacity elements p/kVA/day
This calculation uses aggregate maximum load and no coincidence factor.
Data sources:
x1 = 2602. Standing charges factors adapted to use 132kV/HV
x2 = 2012. Loss adjustment factors between end user meter reading and each network level, scaled by network use
x3 = 3001. Costs based on aggregate maximum load (£/kW/year)
x4 = 1010. Power factor for all flows in the network model (in Financial and general assumptions)
x5 = 1010. Days in the charging year (in Financial and general assumptions)
x6 = 2804. Proportion of annual charge covered by contributions (for all charging levels)
Calculation =100*x1*x2*x3*x4/x5*(1-x6)
| GSPs | Assets 132kV | Assets 132kV/EHV | Assets EHV | Assets EHV/HV | Assets 132kV/HV | Assets HV | Assets HV/LV | Assets LV circuits | Transmission exit | Operating 132kV | Operating 132kV/EHV | Operating EHV | Operating EHV/HV | Operating 132kV/HV | Operating HV | Operating HV/LV | Operating LV circuits
Domestic Unrestricted | 0 | 0 | 0 | 0 | 0 | 0 | 0 | 0 | 0.10537 | 0 | 0 | 0 | 0 | 0 | 0 | 0 | 0 | 0.75334
Domestic Two Rate | 0 | 0 | 0 | 0 | 0 | 0 | 0 | 0 | 0.10537 | 0 | 0 | 0 | 0 | 0 | 0 | 0 | 0 | 0.75334
Domestic Off Peak (related MPAN) | 0 | 0 | 0 | 0 | 0 | 0 | 0 | 0 | 0.10537 | 0 | 0 | 0 | 0 | 0 | 0 | 0 | 0 | 0.75334
Small Non Domestic Unrestricted | 0 | 0 | 0 | 0 | 0 | 0 | 0 | 0 | 0.10537 | 0 | 0 | 0 | 0 | 0 | 0 | 0 | 0 | 0.75334
Small Non Domestic Two Rate | 0 | 0 | 0 | 0 | 0 | 0 | 0 | 0 | 0.10537 | 0 | 0 | 0 | 0 | 0 | 0 | 0 | 0 | 0.75334
Small Non Domestic Off Peak (related MPAN) | 0 | 0 | 0 | 0 | 0 | 0 | 0 | 0 | 0.10537 | 0 | 0 | 0 | 0 | 0 | 0 | 0 | 0 | 0.75334
LV Medium Non-Domestic | 0 | 0 | 0 | 0 | 0 | 0 | 0 | 0 | 0.10537 | 0 | 0 | 0 | 0 | 0 | 0 | 0 | 0 | 0.75334
LV Sub Medium Non-Domestic | 0 | 0 | 0 | 0 | 0 | 0 | 0 | 0.41727 | 0 | 0 | 0 | 0 | 0 | 0 | 0 | 0 | 0.62815 | 0
HV Medium Non-Domestic | 0 | 0.03988 | 0 | 0.21983 | 1.0691 | 0.083948 | 0.78609 | 0 | 0 | 0 | 0.017474 | 0 | 0.10307 | 0.72251 | 0.056734 | 0.9511 | 0 | 0
LV HH Metered | 0 | 0 | 0 | 0 | 0 | 0 | 0.24145 | 0.43927 | 0.10537 | 0 | 0 | 0 | 0 | 0 | 0 | 0.20312 | 0.66127 | 0.75334
LV Sub HH Metered | 0 | 0 | 0 | 0 | 0 | 0 | 1.1468 | 0.41727 | 0 | 0 | 0 | 0 | 0 | 0 | 0 | 0.96472 | 0.62815 | 0
HV HH Metered | 0 | 0.03988 | 0 | 0.21983 | 1.0691 | 0.083948 | 0.78609 | 0 | 0 | 0 | 0.017474 | 0 | 0.10307 | 0.72251 | 0.056734 | 0.9511 | 0 | 0
HV Sub HH Metered | 0 | 0 | 0 | 1.1679 | 1.1359 | 0 | 0 | 0 | 0 | 0 | 0 | 0 | 0.54757 | 0.76769 | 0 | 0 | 0 | 0
NHH UMS category A | 0 | 0 | 0 | 0 | 0 | 0 | 0 | 0 | 0 | 0 | 0 | 0 | 0 | 0 | 0 | 0 | 0 | 0
NHH UMS category B | 0 | 0 | 0 | 0 | 0 | 0 | 0 | 0 | 0 | 0 | 0 | 0 | 0 | 0 | 0 | 0 | 0 | 0
NHH UMS category C | 0 | 0 | 0 | 0 | 0 | 0 | 0 | 0 | 0 | 0 | 0 | 0 | 0 | 0 | 0 | 0 | 0 | 0
NHH UMS category D | 0 | 0 | 0 | 0 | 0 | 0 | 0 | 0 | 0 | 0 | 0 | 0 | 0 | 0 | 0 | 0 | 0 | 0
LV UMS (Pseudo HH Metered) | 0 | 0 | 0 | 0 | 0 | 0 | 0 | 0 | 0 | 0 | 0 | 0 | 0 | 0 | 0 | 0 | 0 | 0
3003. Yardstick unit rate p/kWh (taking account of standing charges)
Data sources:
x1 = 2602. Standing charges factors adapted to use 132kV/HV
x2 = 2902. Pay-as-you-go yardstick unit costs by charging level (p/kWh)
x3 = Yardstick components p/kWh (taking account of standing charges) (in Yardstick unit rate p/kWh (taking account of standing charges))
Kind: | Calculation | [17 empty] | Cell summation
Formula: | =(1-x1)*x2 | [17 empty] | =SUM(x3)
Yardstick components p/kWh (taking account of standing charges)
| GSPs | Assets 132kV | Assets 132kV/EHV | Assets EHV | Assets EHV/HV | Assets 132kV/HV | Assets HV | Assets HV/LV | Assets LV circuits | Transmission exit | Operating 132kV | Operating 132kV/EHV | Operating EHV | Operating EHV/HV | Operating 132kV/HV | Operating HV | Operating HV/LV | Operating LV circuits | Yardstick total p/kWh (taking account of standing charges)
Domestic Unrestricted | 0 | 0.29544 | 0.098914 | 0.1411 | 0.19783 | 0.014396 | 0.18176 | 0.066136 | 0 | 0.064848 | 0.12946 | 0.043342 | 0.061828 | 0.086683 | 0.0063082 | 0.15291 | 0.099559 | 0 | 1.6405
Domestic Two Rate | 0 | 0.24612 | 0.082401 | 0.11755 | 0.1648 | 0.011993 | 0.15142 | 0.055095 | 0 | 0.054022 | 0.10785 | 0.036107 | 0.051507 | 0.072213 | 0.0052552 | 0.12738 | 0.082939 | 0 | 1.3666
Domestic Off Peak (related MPAN) | 0 | 0 | 0 | 0 | 0 | 0 | 0 | 0 | 0 | 0 | 0 | 0 | 0 | 0 | 0 | 0 | 0 | 0 | 0
Small Non Domestic Unrestricted | 0 | 0.23004 | 0.077018 | 0.10987 | 0.15403 | 0.01121 | 0.14153 | 0.051496 | 0 | 0.050493 | 0.1008 | 0.033748 | 0.048142 | 0.067495 | 0.0049118 | 0.11906 | 0.077521 | 0 | 1.2774
Small Non Domestic Two Rate | 0 | 0.1929 | 0.064582 | 0.092127 | 0.12916 | 0.0093997 | 0.11867 | 0.043181 | 0 | 0.04234 | 0.084524 | 0.028299 | 0.040368 | 0.056597 | 0.0041188 | 0.099835 | 0.065004 | 0 | 1.0711
Small Non Domestic Off Peak (related MPAN) | 0 | 0 | 0 | 0 | 0 | 0 | 0 | 0 | 0 | 0 | 0 | 0 | 0 | 0 | 0 | 0 | 0 | 0 | 0
LV Medium Non-Domestic | 0 | 0.19978 | 0.066888 | 0.095416 | 0.13377 | 0.0097352 | 0.12291 | 0.044722 | 0 | 0.043852 | 0.087541 | 0.029309 | 0.041809 | 0.058617 | 0.0042658 | 0.1034 | 0.067324 | 0 | 1.1093
LV Sub Medium Non-Domestic | 0 | 0.18978 | 0.063537 | 0.090637 | 0.12707 | 0.0092476 | 0.11675 | 0 | 0 | 0.041655 | 0.083156 | 0.027841 | 0.039715 | 0.055681 | 0.0040521 | 0.098219 | 0 | 0 | 0.94734
HV Medium Non-Domestic | 0 | 0.19155 | 0.065109 | 0.069442 | 0 | 0 | 0 | 0 | 0 | 0.042686 | 0.083935 | 0.02853 | 0.032558 | 0 | 0 | 0 | 0 | 0 | 0.51381
LV HH Metered | 0 | 0.18717 | 0.062664 | 0.089391 | 0.12533 | 0.0091205 | 0.092119 | 0 | 0 | 0.041083 | 0.082014 | 0.027458 | 0.03917 | 0.054916 | 0.0039964 | 0.077496 | 0 | 0 | 0.89192
LV Sub HH Metered | 0 | 0.17779 | 0.059526 | 0.084914 | 0.11905 | 0.0086637 | 0 | 0 | 0 | 0.039025 | 0.077906 | 0.026083 | 0.037208 | 0.052165 | 0.0037963 | 0 | 0 | 0 | 0.68613
HV HH Metered | 0 | 0.14283 | 0.04855 | 0.051781 | 0 | 0 | 0 | 0 | 0 | 0.031829 | 0.062587 | 0.021274 | 0.024278 | 0 | 0 | 0 | 0 | 0 | 0.38313
HV Sub HH Metered | 0 | 0.14252 | 0.051586 | 0 | 0 | 0 | 0 | 0 | 0 | 0.031282 | 0.062448 | 0.022604 | 0 | 0 | 0 | 0 | 0 | 0 | 0.31044
NHH UMS category A | 0 | 0.13326 | 0.044614 | 0.063643 | 0.089228 | 0.0064934 | 0.081981 | 0.02983 | 0.0069713 | 0.029249 | 0.05839 | 0.019549 | 0.027887 | 0.039098 | 0.0028453 | 0.068967 | 0.044906 | 0.049843 | 0.79675
NHH UMS category B | 0 | 0.28143 | 0.094223 | 0.13441 | 0.18844 | 0.013714 | 0.17314 | 0.062999 | 0.014723 | 0.061773 | 0.12332 | 0.041287 | 0.058896 | 0.082572 | 0.0060091 | 0.14565 | 0.094838 | 0.10527 | 1.6827
NHH UMS category C | 0 | 0.51382 | 0.17203 | 0.2454 | 0.34405 | 0.025038 | 0.31611 | 0.11502 | 0.02688 | 0.11278 | 0.22514 | 0.075379 | 0.10753 | 0.15076 | 0.010971 | 0.26593 | 0.17315 | 0.19219 | 3.0722
NHH UMS category D | 0 | 0.01812 | 0.0060667 | 0.0086542 | 0.012133 | 0.00088298 | 0.011148 | 0.0040563 | 0.00094796 | 0.0039773 | 0.0079399 | 0.0026583 | 0.0037921 | 0.0053166 | 0.0003869 | 0.0093782 | 0.0061063 | 0.0067777 | 0.10834
LV UMS (Pseudo HH Metered) | 0 | 0.27171 | 0.090968 | 0.12977 | 0.18193 | 0.01324 | 0.16716 | 0.060823 | 0.014214 | 0.059639 | 0.11906 | 0.039861 | 0.056861 | 0.07972 | 0.0058015 | 0.14062 | 0.091562 | 0.10163 | 1.6246
3004. Unit rate 1 (taking account of standing charges)
Data sources:
x1 = 2602. Standing charges factors adapted to use 132kV/HV
x2 = 2903. Contributions to pay-as-you-go unit rate 1 (p/kWh) (in Pay-as-you-go unit rate 1 p/kWh)
x3 = Contributions to unit rate 1 p/kWh by network level (taking account of standing charges) (in Unit rate 1 (taking account of standing charges))
Kind: | Calculation | [17 empty] | Cell summation
Formula: | =(1-x1)*x2 | [17 empty] | =SUM(x3)
Contributions to unit rate 1 p/kWh by network level (taking account of standing charges)
| GSPs | Assets 132kV | Assets 132kV/EHV | Assets EHV | Assets EHV/HV | Assets 132kV/HV | Assets HV | Assets HV/LV | Assets LV circuits | Transmission exit | Operating 132kV | Operating 132kV/EHV | Operating EHV | Operating EHV/HV | Operating 132kV/HV | Operating HV | Operating HV/LV | Operating LV circuits | Unit rate 1 total p/kWh (taking account of standing charges)
Domestic Two Rate | 0 | 0.34991 | 0.11715 | 0.16002 | 0.22435 | 0.017051 | 0.20613 | 0.075004 | 0 | 0.080033 | 0.15332 | 0.051333 | 0.070119 | 0.098307 | 0.0074713 | 0.17341 | 0.11291 | 0 | 1.8965
Domestic Off Peak (related MPAN) | 0 | 0.061431 | 0.020567 | 0.035738 | 0.050106 | 0.0029935 | 0.046036 | 0.016751 | 0 | 0.010049 | 0.026918 | 0.0090122 | 0.01566 | 0.021955 | 0.0013117 | 0.038728 | 0.025217 | 0 | 0.38247
Small Non Domestic Two Rate | 0 | 0.24731 | 0.0828 | 0.11825 | 0.16579 | 0.012051 | 0.15233 | 0.055427 | 0 | 0.053375 | 0.10837 | 0.036281 | 0.051816 | 0.072647 | 0.0052806 | 0.12815 | 0.083438 | 0 | 1.3733
Small Non Domestic Off Peak (related MPAN) | 0 | 0.035076 | 0.011743 | 0.021823 | 0.030596 | 0.0017092 | 0.028111 | 0.010229 | 0 | 0.0054191 | 0.015369 | 0.0051457 | 0.0095623 | 0.013406 | 0.00074894 | 0.023648 | 0.015398 | 0 | 0.22798
LV Medium Non-Domestic | 0 | 0.25471 | 0.085278 | 0.1212 | 0.16992 | 0.012412 | 0.15612 | 0.056806 | 0 | 0.055239 | 0.11161 | 0.037367 | 0.053106 | 0.074455 | 0.0054386 | 0.13134 | 0.085515 | 0 | 1.4105
LV Sub Medium Non-Domestic | 0 | 0.28557 | 0.095609 | 0.13588 | 0.1905 | 0.013915 | 0.17503 | 0 | 0 | 0.061931 | 0.12513 | 0.041894 | 0.05954 | 0.083475 | 0.0060975 | 0.14725 | 0 | 0 | 1.4218
HV Medium Non-Domestic | 0 | 0.25184 | 0.0856 | 0.091712 | 0 | 0 | 0 | 0 | 0 | 0.054788 | 0.11035 | 0.037508 | 0.043 | 0 | 0 | 0 | 0 | 0 | 0.67479
LV HH Metered | 0 | 1.4332 | 0.47985 | 0.56853 | 0.79709 | 0.069839 | 0.58588 | 0 | 0 | 0.37708 | 0.62801 | 0.21026 | 0.24912 | 0.34927 | 0.030602 | 0.49288 | 0 | 0 | 6.2716
LV Sub HH Metered | 0 | 1.3775 | 0.46119 | 0.54643 | 0.7661 | 0.067124 | 0 | 0 | 0 | 0.36242 | 0.60359 | 0.20208 | 0.23943 | 0.33569 | 0.029413 | 0 | 0 | 0 | 4.991
HV HH Metered | 0 | 1.1998 | 0.40781 | 0.36126 | 0 | 0 | 0 | 0 | 0 | 0.32048 | 0.52573 | 0.1787 | 0.16938 | 0 | 0 | 0 | 0 | 0 | 3.1631
HV Sub HH Metered | 0 | 1.1447 | 0.41436 | 0 | 0 | 0 | 0 | 0 | 0 | 0.30118 | 0.50161 | 0.18156 | 0 | 0 | 0 | 0 | 0 | 0 | 2.5435
NHH UMS category A | 0 | 0.16107 | 0.053926 | 0.076834 | 0.10772 | 0.0078487 | 0.098973 | 0.036013 | 0.0084162 | 0.035406 | 0.070577 | 0.023629 | 0.033667 | 0.047202 | 0.0034391 | 0.083262 | 0.054213 | 0.060174 | 0.96237
NHH UMS category B | 0 | 0.23562 | 0.078885 | 0.098461 | 0.13804 | 0.011481 | 0.12683 | 0.04615 | 0.010785 | 0.060576 | 0.10324 | 0.034566 | 0.043144 | 0.060488 | 0.0050309 | 0.1067 | 0.069473 | 0.077112 | 1.3066
NHH UMS category C | 0 | 0.44995 | 0.15065 | 0.18483 | 0.25913 | 0.021926 | 0.23808 | 0.086629 | 0.020245 | 0.11622 | 0.19716 | 0.06601 | 0.080987 | 0.11354 | 0.0096075 | 0.20029 | 0.13041 | 0.14475 | 2.4704
NHH UMS category D | 0 | 0.11455 | 0.038351 | 0.064889 | 0.090975 | 0.0055817 | 0.083587 | 0.030414 | 0.0071078 | 0.018627 | 0.050192 | 0.016804 | 0.028433 | 0.039864 | 0.0024458 | 0.070318 | 0.045785 | 0.050819 | 0.75874
LV UMS (Pseudo HH Metered) | 0 | 4.4652 | 1.495 | 1.7532 | 2.458 | 0.21758 | 2.2584 | 0.82176 | 0.19204 | 1.1929 | 1.9566 | 0.65506 | 0.76823 | 1.0771 | 0.095341 | 1.8999 | 1.2371 | 1.3731 | 23.9164
3005. Unit rate 2 (taking account of standing charges)
Data sources:
x1 = 2602. Standing charges factors adapted to use 132kV/HV
x2 = 2904. Contributions to pay-as-you-go unit rate 2 (p/kWh) (in Pay-as-you-go unit rate 2 p/kWh)
x3 = Contributions to unit rate 2 p/kWh by network level (taking account of standing charges) (in Unit rate 2 (taking account of standing charges))
Kind: | Calculation | [17 empty] | Cell summation
Formula: | =(1-x1)*x2 | [17 empty] | =SUM(x3)
Contributions to unit rate 2 p/kWh by network level (taking account of standing charges)
| GSPs | Assets 132kV | Assets 132kV/EHV | Assets EHV | Assets EHV/HV | Assets 132kV/HV | Assets HV | Assets HV/LV | Assets LV circuits | Transmission exit | Operating 132kV | Operating 132kV/EHV | Operating EHV | Operating EHV/HV | Operating 132kV/HV | Operating HV | Operating HV/LV | Operating LV circuits | Unit rate 2 total p/kWh (taking account of standing charges)
Domestic Two Rate | 0 | 0.0038406 | 0.0012858 | 0.0065815 | 0.0092274 | 0.00018715 | 0.008478 | 0.0030848 | 0 | 0 | 0.0016829 | 0.00056343 | 0.0028839 | 0.0040433 | 8.2005e-05 | 0.0071322 | 0.0046439 | 0 | 0.053717
Small Non Domestic Two Rate | 0 | 0.0030368 | 0.0010167 | 0.0052041 | 0.0072963 | 0.00014798 | 0.0067037 | 0.0024392 | 0 | 0 | 0.0013307 | 0.00044552 | 0.0022804 | 0.0031971 | 6.4843e-05 | 0.0056395 | 0.003672 | 0 | 0.042475
LV Medium Non-Domestic | 0 | 0.0029209 | 0.00097794 | 0.0050055 | 0.0070178 | 0.00014233 | 0.0064479 | 0.0023461 | 0 | 0 | 0.0012799 | 0.00042851 | 0.0021933 | 0.0030751 | 6.2368e-05 | 0.0054243 | 0.0035318 | 0 | 0.040854
LV Sub Medium Non-Domestic | 0 | 0.0032748 | 0.0010964 | 0.0056119 | 0.007868 | 0.00015958 | 0.007229 | 0 | 0 | 0 | 0.001435 | 0.00048043 | 0.002459 | 0.0034476 | 6.9924e-05 | 0.0060814 | 0 | 0 | 0.039213
HV Medium Non-Domestic | 0 | 0.0028946 | 0.00098389 | 0.0037652 | 0 | 0 | 0 | 0 | 0 | 0 | 0.0012684 | 0.00043112 | 0.0017653 | 0 | 0 | 0 | 0 | 0 | 0.011109
LV HH Metered | 0 | 0.076137 | 0.025491 | 0.063059 | 0.088409 | 0.0037101 | 0.064983 | 0 | 0 | 0 | 0.033362 | 0.01117 | 0.027631 | 0.038739 | 0.0016257 | 0.054668 | 0 | 0 | 0.48899
LV Sub HH Metered | 0 | 0.073177 | 0.0245 | 0.060607 | 0.084972 | 0.0035658 | 0 | 0 | 0 | 0 | 0.032065 | 0.010735 | 0.026557 | 0.037233 | 0.0015625 | 0 | 0 | 0 | 0.35497
HV HH Metered | 0 | 0.063737 | 0.021664 | 0.040069 | 0 | 0 | 0 | 0 | 0 | 0 | 0.027928 | 0.0094929 | 0.018787 | 0 | 0 | 0 | 0 | 0 | 0.18168
HV Sub HH Metered | 0 | 0.060812 | 0.022012 | 0 | 0 | 0 | 0 | 0 | 0 | 0 | 0.026647 | 0.0096452 | 0 | 0 | 0 | 0 | 0 | 0 | 0.11912
LV UMS (Pseudo HH Metered) | 0 | 0.072047 | 0.024121 | 0.058747 | 0.082364 | 0.0035108 | 0.075675 | 0.027535 | 0.006435 | 0 | 0.03157 | 0.01057 | 0.025742 | 0.03609 | 0.0015383 | 0.063662 | 0.041451 | 0.046009 | 0.60707
3006. Unit rate 3 (taking account of standing charges)
Data sources:
x1 = 2602. Standing charges factors adapted to use 132kV/HV
x2 = 2905. Contributions to pay-as-you-go unit rate 3 (p/kWh) (in Pay-as-you-go unit rate 3 p/kWh)
x3 = Contributions to unit rate 3 p/kWh by network level (taking account of standing charges) (in Unit rate 3 (taking account of standing charges))
Kind: | Calculation | [17 empty] | Cell summation
Formula: | =(1-x1)*x2 | [17 empty] | =SUM(x3)
Contributions to unit rate 3 p/kWh by network level (taking account of standing charges)
| GSPs | Assets 132kV | Assets 132kV/EHV | Assets EHV | Assets EHV/HV | Assets 132kV/HV | Assets HV | Assets HV/LV | Assets LV circuits | Transmission exit | Operating 132kV | Operating 132kV/EHV | Operating EHV | Operating EHV/HV | Operating 132kV/HV | Operating HV | Operating HV/LV | Operating LV circuits | Unit rate 3 total p/kWh (taking account of standing charges)
LV HH Metered | 0 | 0.0027265 | 0.00091285 | 0.0046724 | 0.0065507 | 0.00013286 | 0.004815 | 0 | 0 | 0 | 0.0011947 | 0.00039999 | 0.0020473 | 0.0028704 | 5.8217e-05 | 0.0040506 | 0 | 0 | 0.030432
LV Sub HH Metered | 0 | 0.0026205 | 0.00087736 | 0.0044907 | 0.006296 | 0.0001277 | 0 | 0 | 0 | 0 | 0.0011483 | 0.00038444 | 0.0019677 | 0.0027588 | 5.5954e-05 | 0 | 0 | 0 | 0.020728
HV HH Metered | 0 | 0.0022825 | 0.00077582 | 0.002969 | 0 | 0 | 0 | 0 | 0 | 0 | 0.0010001 | 0.00033995 | 0.001392 | 0 | 0 | 0 | 0 | 0 | 0.0087593
HV Sub HH Metered | 0 | 0.0021777 | 0.00078827 | 0 | 0 | 0 | 0 | 0 | 0 | 0 | 0.00095425 | 0.0003454 | 0 | 0 | 0 | 0 | 0 | 0 | 0.0042657
LV UMS (Pseudo HH Metered) | 0 | 0.0028421 | 0.00095155 | 0.0048705 | 0.0068285 | 0.00013849 | 0.0062739 | 0.0022828 | 0.0005335 | 0 | 0.0012454 | 0.00041695 | 0.0021341 | 0.0029921 | 6.0685e-05 | 0.0052779 | 0.0034365 | 0.0038144 | 0.044099

## NHH
Standing charges as fixed charges for WPD East Midlands in 2013/14 (April Tariffs 2013/14)
This sheet allocates standing charges to fixed charges for non half hourly settled demand users.
3101. Average maximum kVA/MPAN by end user class, for user classes without an agreed import capacity
Data sources:
x1 = 2305. MPANs (in Equivalent volume for each end user)
x2 = 2407. All units (MWh)
x3 = 1010. Power factor for all flows in the network model (in Financial and general assumptions)
x4 = 1041. Load factor for each type of demand user (in Load profile data for demand users)
x5 = 1010. Days in the charging year (in Financial and general assumptions)
Calculation =IF(x1>0,x2/x1/x3/x4/(24*x5)*1000,0)
Average maximum kVA/MPAN
Domestic Unrestricted | 1.0094
Domestic Two Rate | 1.2912
Small Non Domestic Unrestricted | 4.1757
Small Non Domestic Two Rate | 6.3176
LV Medium Non-Domestic | 28.5975
LV Sub Medium Non-Domestic | 0
HV Medium Non-Domestic | 50.4966
3102. Capacity-driven fixed charge elements from standing charges factors p/MPAN/day
Data sources:
x1 = 3002. Capacity elements p/kVA/day
x2 = 3101. Average maximum kVA/MPAN by end user class, for user classes without an agreed import capacity
Calculation =x1*x2
| GSPs | Assets 132kV | Assets 132kV/EHV | Assets EHV | Assets EHV/HV | Assets 132kV/HV | Assets HV | Assets HV/LV | Assets LV circuits | Transmission exit | Operating 132kV | Operating 132kV/EHV | Operating EHV | Operating EHV/HV | Operating 132kV/HV | Operating HV | Operating HV/LV | Operating LV circuits
Domestic Unrestricted | 0 | 0 | 0 | 0 | 0 | 0 | 0 | 0 | 0.10635 | 0 | 0 | 0 | 0 | 0 | 0 | 0 | 0 | 0.7604
Domestic Two Rate | 0 | 0 | 0 | 0 | 0 | 0 | 0 | 0 | 0.13605 | 0 | 0 | 0 | 0 | 0 | 0 | 0 | 0 | 0.97272
Small Non Domestic Unrestricted | 0 | 0 | 0 | 0 | 0 | 0 | 0 | 0 | 0.43998 | 0 | 0 | 0 | 0 | 0 | 0 | 0 | 0 | 3.1457
Small Non Domestic Two Rate | 0 | 0 | 0 | 0 | 0 | 0 | 0 | 0 | 0.66566 | 0 | 0 | 0 | 0 | 0 | 0 | 0 | 0 | 4.7594
LV Medium Non-Domestic | 0 | 0 | 0 | 0 | 0 | 0 | 0 | 0 | 3.0132 | 0 | 0 | 0 | 0 | 0 | 0 | 0 | 0 | 21.5438
LV Sub Medium Non-Domestic | 0 | 0 | 0 | 0 | 0 | 0 | 0 | 0 | 0 | 0 | 0 | 0 | 0 | 0 | 0 | 0 | 0 | 0
HV Medium Non-Domestic | 0 | 2.0138 | 0 | 11.1005 | 53.9849 | 4.2391 | 39.6948 | 0 | 0 | 0 | 0.8824 | 0 | 5.2045 | 36.484 | 2.8649 | 48.0271 | 0 | 0
3103. Statistics for tariffs charged for LV circuits on an exit point basis
Data sources:
x1 = 2012. Loss adjustment factors between end user meter reading and each network level, scaled by network use
x2 = 2407. All units (MWh)
x3 = 1041. Load factor for each type of demand user (in Load profile data for demand users)
x4 = 1010. Days in the charging year (in Financial and general assumptions)
x5 = Zero for related MPANs
x6 = 2305. MPANs (in Equivalent volume for each end user)
Kind: | Copy cells | Calculation | Combine tables
Formula: | = x1 | =x2/x3/(24*x4)*1000 | = x5 or x6
| Use of LV circuits by each tariff charged on an exit point basis | Unit-based contributions to aggregate maximum load by network level (kW) | Relevant MPAN count
Domestic Unrestricted | 1 | 1397117.8644 | 1456997.7721
Domestic Two Rate | 1 | 1163128.5443 | 948218.0254
Small Non Domestic Unrestricted | 1 | 366685.7017 | 92436.0984
Small Non Domestic Two Rate | 1 | 488237.5058 | 81349.078
3104. Aggregate data for tariffs charged for LV circuits on an exit point basis
Data sources:
x1 = 3103. Use of LV circuits by each tariff charged on an exit point basis (in Statistics for tariffs charged for LV circuits on an exit point basis)
x2 = 3103. Unit-based contributions to aggregate maximum load by network level (kW) (in Statistics for tariffs charged for LV circuits on an exit point basis)
x3 = 3103. Relevant MPAN count (in Statistics for tariffs charged for LV circuits on an exit point basis)
x4 = Aggregate capacity of tariffs charged charged for LV circuits on an exit point basis (kW) (in Aggregate data for tariffs charged for LV circuits on an exit point basis)
x5 = Aggregate number of users charged for LV circuits on an exit point basis (in Aggregate data for tariffs charged for LV circuits on an exit point basis)
x6 = 1010. Power factor for all flows in the network model (in Financial and general assumptions)
Kind: | Sum-product calculation | Sum-product calculation | Calculation
Formula: | =SUMPRODUCT(x1, x2) | =SUMPRODUCT(x1, x3) | =x4/x5/x6
| Aggregate capacity of tariffs charged charged for LV circuits on an exit point basis (kW) | Aggregate number of users charged for LV circuits on an exit point basis | Average maximum kVA of tariffs charged on an exit point basis for LV circuits
Aggregate data for tariffs charged for LV circuits on an exit point basis | 3415169.6162 | 2579000.974 | 1.3939
3105. LV fixed charge elements from standing charges factors p/MPAN/day
Data sources:
x1 = 3002. Capacity elements p/kVA/day
x2 = 3104. Average maximum kVA of tariffs charged on an exit point basis for LV circuits (in Aggregate data for tariffs charged for LV circuits on an exit point basis)
Calculation =x1*x2
| Assets LV circuits | Operating LV circuits
Domestic Unrestricted | 0.14687 | 1.0501
Domestic Two Rate | 0.14687 | 1.0501
Small Non Domestic Unrestricted | 0.14687 | 1.0501
Small Non Domestic Two Rate | 0.14687 | 1.0501
3106. Fixed charge elements from standing charges factors p/MPAN/day
Data sources:
x1 = Zero for related MPANs
x2 = 3105. LV fixed charge elements from standing charges factors p/MPAN/day
x3 = 3102. Capacity-driven fixed charge elements from standing charges factors p/MPAN/day
Combine tables = x1 or x2 or x3
| GSPs | Assets 132kV | Assets 132kV/EHV | Assets EHV | Assets EHV/HV | Assets 132kV/HV | Assets HV | Assets HV/LV | Assets LV circuits | Transmission exit | Operating 132kV | Operating 132kV/EHV | Operating EHV | Operating EHV/HV | Operating 132kV/HV | Operating HV | Operating HV/LV | Operating LV circuits
Domestic Unrestricted | 0 | 0 | 0 | 0 | 0 | 0 | 0 | 0 | 0.14687 | 0 | 0 | 0 | 0 | 0 | 0 | 0 | 0 | 1.0501
Domestic Two Rate | 0 | 0 | 0 | 0 | 0 | 0 | 0 | 0 | 0.14687 | 0 | 0 | 0 | 0 | 0 | 0 | 0 | 0 | 1.0501
Small Non Domestic Unrestricted | 0 | 0 | 0 | 0 | 0 | 0 | 0 | 0 | 0.14687 | 0 | 0 | 0 | 0 | 0 | 0 | 0 | 0 | 1.0501
Small Non Domestic Two Rate | 0 | 0 | 0 | 0 | 0 | 0 | 0 | 0 | 0.14687 | 0 | 0 | 0 | 0 | 0 | 0 | 0 | 0 | 1.0501
LV Medium Non-Domestic | 0 | 0 | 0 | 0 | 0 | 0 | 0 | 0 | 3.0132 | 0 | 0 | 0 | 0 | 0 | 0 | 0 | 0 | 21.5438
LV Sub Medium Non-Domestic | 0 | 0 | 0 | 0 | 0 | 0 | 0 | 0 | 0 | 0 | 0 | 0 | 0 | 0 | 0 | 0 | 0 | 0
HV Medium Non-Domestic | 0 | 2.0138 | 0 | 11.1005 | 53.9849 | 4.2391 | 39.6948 | 0 | 0 | 0 | 0.8824 | 0 | 5.2045 | 36.484 | 2.8649 | 48.0271 | 0 | 0

## Reactive
Reactive power unit charges for WPD East Midlands in 2013/14 (April Tariffs 2013/14)
3201. Standard components p/kWh for reactive power (absolute value)
Data sources:
x1 = 3003. Yardstick components p/kWh (taking account of standing charges) (in Yardstick unit rate p/kWh (taking account of standing charges))
Calculation =ABS(x1)
| GSPs | Assets 132kV | Assets 132kV/EHV | Assets EHV | Assets EHV/HV | Assets 132kV/HV | Assets HV | Assets HV/LV | Assets LV circuits | Transmission exit | Operating 132kV | Operating 132kV/EHV | Operating EHV | Operating EHV/HV | Operating 132kV/HV | Operating HV | Operating HV/LV | Operating LV circuits
LV HH Metered | 0 | 0.18717 | 0.062664 | 0.089391 | 0.12533 | 0.0091205 | 0.092119 | 0 | 0 | 0.041083 | 0.082014 | 0.027458 | 0.03917 | 0.054916 | 0.0039964 | 0.077496 | 0 | 0
LV Sub HH Metered | 0 | 0.17779 | 0.059526 | 0.084914 | 0.11905 | 0.0086637 | 0 | 0 | 0 | 0.039025 | 0.077906 | 0.026083 | 0.037208 | 0.052165 | 0.0037963 | 0 | 0 | 0
HV HH Metered | 0 | 0.14283 | 0.04855 | 0.051781 | 0 | 0 | 0 | 0 | 0 | 0.031829 | 0.062587 | 0.021274 | 0.024278 | 0 | 0 | 0 | 0 | 0
HV Sub HH Metered | 0 | 0.14252 | 0.051586 | 0 | 0 | 0 | 0 | 0 | 0 | 0.031282 | 0.062448 | 0.022604 | 0 | 0 | 0 | 0 | 0 | 0
3202. Standard reactive p/kVArh
Data sources:
x1 = 3201. Standard components p/kWh for reactive power (absolute value)
x2 = 1092. Average kVAr by kVA, by network level
x3 = 1010. Power factor for all flows in the network model (in Financial and general assumptions)
Calculation =x1*x2*x3
| GSPs | Assets 132kV | Assets 132kV/EHV | Assets EHV | Assets EHV/HV | Assets 132kV/HV | Assets HV | Assets HV/LV | Assets LV circuits | Transmission exit | Operating 132kV | Operating 132kV/EHV | Operating EHV | Operating EHV/HV | Operating 132kV/HV | Operating HV | Operating HV/LV | Operating LV circuits
LV HH Metered | 0 | 0.051682 | 0.017303 | 0.024683 | 0.034606 | 0.0025184 | 0.025436 | 0 | 0 | 0.011344 | 0.022646 | 0.0075819 | 0.010816 | 0.015164 | 0.0011035 | 0.021398 | 0 | 0
LV Sub HH Metered | 0 | 0.049093 | 0.016436 | 0.023447 | 0.032872 | 0.0023922 | 0 | 0 | 0 | 0.010776 | 0.021512 | 0.0072021 | 0.010274 | 0.014404 | 0.0010482 | 0 | 0 | 0
HV HH Metered | 0 | 0.03944 | 0.013406 | 0.014298 | 0 | 0 | 0 | 0 | 0 | 0.0087888 | 0.017282 | 0.0058741 | 0.0067036 | 0 | 0 | 0 | 0 | 0
HV Sub HH Metered | 0 | 0.039352 | 0.014244 | 0 | 0 | 0 | 0 | 0 | 0 | 0.0086377 | 0.017243 | 0.0062415 | 0 | 0 | 0 | 0 | 0 | 0
3203. Network use factors for generator reactive unit charges
These factors differ from the network use factors for active power charges/credits in the case of generators,
who do not qualify for active power credits at the voltage of connection but are charged reactive unit charges for costs caused at that voltage.
| GSPs | 132kV | 132kV/EHV | EHV | EHV/HV | 132kV/HV | HV | HV/LV | LV circuits
LV Generation Intermittent | 1 | 1 | 1 | 1 | 1 | 1 | 1 | 1 | 1
LV Generation Non-Intermittent | 1 | 1 | 1 | 1 | 1 | 1 | 1 | 1 | 1
LV Sub Generation Intermittent | 1 | 1 | 1 | 1 | 1 | 1 | 1 | 1 | 0
LV Sub Generation Non-Intermittent | 1 | 1 | 1 | 1 | 1 | 1 | 1 | 1 | 0
HV Generation Intermittent | 1 | 1 | 1 | 1 | 1 | 1 | 1 | 0 | 0
HV Generation Non-Intermittent | 1 | 1 | 1 | 1 | 1 | 1 | 1 | 0 | 0
HV Sub Generation Intermittent | 1 | 1 | 1 | 1 | 0 | 1 | 0 | 0 | 0
HV Sub Generation Non-Intermittent | 1 | 1 | 1 | 1 | 0 | 1 | 0 | 0 | 0
3204. Absolute value of load coefficient (kW peak / average kW)
Data sources:
x1 = 2302. Load coefficient
Calculation =ABS(x1)
Absolute load coefficient
LV Generation Intermittent | 1
LV Generation Non-Intermittent | 1
LV Sub Generation Intermittent | 1
LV Sub Generation Non-Intermittent | 1
HV Generation Intermittent | 1
HV Generation Non-Intermittent | 1
HV Sub Generation Intermittent | 1
HV Sub Generation Non-Intermittent | 1
3205. Pay-as-you-go components p/kWh for reactive power (absolute value)
Data sources:
x1 = 2901. Unit cost at each level, £/kW/year (relative to system simultaneous maximum load)
x2 = 3204. Absolute value of load coefficient (kW peak / average kW)
x3 = 2001. Loss adjustment factor to transmission (in Loss adjustment factors to transmission)
x4 = 2004. Loss adjustment factor to transmission for each network level
x5 = 2804. Proportion of annual charge covered by contributions (for all charging levels)
x6 = 3203. Network use factors for generator reactive unit charges
x7 = 1010. Days in the charging year (in Financial and general assumptions)
Calculation =x1*x2*x3/x4*(1-x5)*x6/(24*x7)*100
| GSPs | Assets 132kV | Assets 132kV/EHV | Assets EHV | Assets EHV/HV | Assets 132kV/HV | Assets HV | Assets HV/LV | Assets LV circuits | Transmission exit | Operating 132kV | Operating 132kV/EHV | Operating EHV | Operating EHV/HV | Operating 132kV/HV | Operating HV | Operating HV/LV | Operating LV circuits
LV Generation Intermittent | 0 | 0.13326 | 0.048234 | 0.068806 | 0.096467 | 0.086528 | 0.081981 | 0.02983 | 0.0069713 | 0.029249 | 0.05839 | 0.021135 | 0.03015 | 0.04227 | 0.037915 | 0.068967 | 0.044906 | 0.049843
LV Generation Non-Intermittent | 0 | 0.13326 | 0.048234 | 0.068806 | 0.096467 | 0.086528 | 0.081981 | 0.02983 | 0.0069713 | 0.029249 | 0.05839 | 0.021135 | 0.03015 | 0.04227 | 0.037915 | 0.068967 | 0.044906 | 0.049843
LV Sub Generation Intermittent | 0 | 0.12658 | 0.045818 | 0.06536 | 0.091635 | 0.082194 | 0.077875 | 0.028336 | 0 | 0.027784 | 0.055466 | 0.020077 | 0.028639 | 0.040153 | 0.036016 | 0.065513 | 0.042656 | 0
LV Sub Generation Non-Intermittent | 0 | 0.12658 | 0.045818 | 0.06536 | 0.091635 | 0.082194 | 0.077875 | 0.028336 | 0 | 0.027784 | 0.055466 | 0.020077 | 0.028639 | 0.040153 | 0.036016 | 0.065513 | 0.042656 | 0
HV Generation Intermittent | 0 | 0.12479 | 0.045171 | 0.060221 | 0.058574 | 0.052539 | 0.053382 | 0 | 0 | 0.027392 | 0.054682 | 0.019793 | 0.028235 | 0.039586 | 0.035507 | 0.064587 | 0 | 0
HV Generation Non-Intermittent | 0 | 0.12479 | 0.045171 | 0.060221 | 0.058574 | 0.052539 | 0.053382 | 0 | 0 | 0.027392 | 0.054682 | 0.019793 | 0.028235 | 0.039586 | 0.035507 | 0.064587 | 0 | 0
HV Sub Generation Intermittent | 0 | 0.12265 | 0.044394 | 0.059186 | 0 | 0.07964 | 0 | 0 | 0 | 0.026921 | 0.053742 | 0.019453 | 0.02775 | 0 | 0.034897 | 0 | 0 | 0
HV Sub Generation Non-Intermittent | 0 | 0.12265 | 0.044394 | 0.059186 | 0 | 0.07964 | 0 | 0 | 0 | 0.026921 | 0.053742 | 0.019453 | 0.02775 | 0 | 0.034897 | 0 | 0 | 0
3206. Pay-as-you-go reactive p/kVArh
Data sources:
x1 = 3205. Pay-as-you-go components p/kWh for reactive power (absolute value)
x2 = 1092. Average kVAr by kVA, by network level
x3 = 1010. Power factor for all flows in the network model (in Financial and general assumptions)
Calculation =x1*x2*x3
| GSPs | Assets 132kV | Assets 132kV/EHV | Assets EHV | Assets EHV/HV | Assets 132kV/HV | Assets HV | Assets HV/LV | Assets LV circuits | Transmission exit | Operating 132kV | Operating 132kV/EHV | Operating EHV | Operating EHV/HV | Operating 132kV/HV | Operating HV | Operating HV/LV | Operating LV circuits
LV Generation Intermittent | 0 | 0.036795 | 0.013319 | 0.018999 | 0.026637 | 0.023892 | 0.022637 | 0.0082368 | 0.0019249 | 0.0080764 | 0.016123 | 0.0058359 | 0.008325 | 0.011672 | 0.010469 | 0.019043 | 0.012399 | 0.013763
LV Generation Non-Intermittent | 0 | 0.036795 | 0.013319 | 0.018999 | 0.026637 | 0.023892 | 0.022637 | 0.0082368 | 0.0019249 | 0.0080764 | 0.016123 | 0.0058359 | 0.008325 | 0.011672 | 0.010469 | 0.019043 | 0.012399 | 0.013763
LV Sub Generation Intermittent | 0 | 0.034952 | 0.012651 | 0.018047 | 0.025303 | 0.022696 | 0.021503 | 0.0078242 | 0 | 0.0076719 | 0.015315 | 0.0055436 | 0.007908 | 0.011087 | 0.0099448 | 0.01809 | 0.011778 | 0
LV Sub Generation Non-Intermittent | 0 | 0.034952 | 0.012651 | 0.018047 | 0.025303 | 0.022696 | 0.021503 | 0.0078242 | 0 | 0.0076719 | 0.015315 | 0.0055436 | 0.007908 | 0.011087 | 0.0099448 | 0.01809 | 0.011778 | 0
HV Generation Intermittent | 0 | 0.034458 | 0.012473 | 0.016628 | 0.016174 | 0.014507 | 0.01474 | 0 | 0 | 0.0075635 | 0.015099 | 0.0054653 | 0.0077963 | 0.010931 | 0.0098043 | 0.017834 | 0 | 0
HV Generation Non-Intermittent | 0 | 0.034458 | 0.012473 | 0.016628 | 0.016174 | 0.014507 | 0.01474 | 0 | 0 | 0.0075635 | 0.015099 | 0.0054653 | 0.0077963 | 0.010931 | 0.0098043 | 0.017834 | 0 | 0
HV Sub Generation Intermittent | 0 | 0.033866 | 0.012258 | 0.016343 | 0 | 0.02199 | 0 | 0 | 0 | 0.0074335 | 0.014839 | 0.0053714 | 0.0076623 | 0 | 0.0096358 | 0 | 0 | 0
HV Sub Generation Non-Intermittent | 0 | 0.033866 | 0.012258 | 0.016343 | 0 | 0.02199 | 0 | 0 | 0 | 0.0074335 | 0.014839 | 0.0053714 | 0.0076623 | 0 | 0.0096358 | 0 | 0 | 0

## Aggreg
Aggregation for WPD East Midlands in 2013/14 (April Tariffs 2013/14)
This sheet aggregates elements of tariffs excluding revenue matching and final adjustments and rounding.
3301. Unit rate 1 p/kWh (elements)
Data sources:
x1 = 3004. Unit rate 1 total p/kWh (taking account of standing charges) (in Unit rate 1 (taking account of standing charges)) — for Tariffs with Unit rate 1 p/kWh from Standard 1 kWh
x2 = 3003. Yardstick total p/kWh (taking account of standing charges) (in Yardstick unit rate p/kWh (taking account of standing charges)) — for Tariffs with Unit rate 1 p/kWh from Standard yardstick kWh
x3 = 2903. Pay-as-you-go unit rate 1 (p/kWh) (in Pay-as-you-go unit rate 1 p/kWh) — for Tariffs with Unit rate 1 p/kWh from PAYG 1 kWh
x4 = 2903. Pay-as-you-go unit rate 1 (p/kWh) (in Pay-as-you-go unit rate 1 p/kWh) — for Tariffs with Unit rate 1 p/kWh from PAYG 1 kWh & customer
x5 = 2902. Pay-as-you-go yardstick unit rate (p/kWh) — for Tariffs with Unit rate 1 p/kWh from PAYG yardstick kWh
x6 = 2203. Service model asset p/kWh charge for unmetered tariffs — for Tariffs with Unit rate 1 p/kWh from PAYG 1 kWh & customer
x7 = 2712. Operating expenditure for unmetered customer assets (p/kWh) — for Tariffs with Unit rate 1 p/kWh from PAYG 1 kWh & customer
Combine tables = x1 or x2 or x3 or x4 or x5 or x6 or x7
| GSPs | Assets 132kV | Assets 132kV/EHV | Assets EHV | Assets EHV/HV | Assets 132kV/HV | Assets HV | Assets HV/LV | Assets LV circuits | Assets LV customer | Assets HV customer | Transmission exit | Operating 132kV | Operating 132kV/EHV | Operating EHV | Operating EHV/HV | Operating 132kV/HV | Operating HV | Operating HV/LV | Operating LV circuits | Operating LV customer | Operating HV customer
Domestic Unrestricted | 0 | 0.29544 | 0.098914 | 0.1411 | 0.19783 | 0.014396 | 0.18176 | 0.066136 | 0 |  |  | 0.064848 | 0.12946 | 0.043342 | 0.061828 | 0.086683 | 0.0063082 | 0.15291 | 0.099559 | 0
Domestic Two Rate | 0 | 0.34991 | 0.11715 | 0.16002 | 0.22435 | 0.017051 | 0.20613 | 0.075004 | 0 |  |  | 0.080033 | 0.15332 | 0.051333 | 0.070119 | 0.098307 | 0.0074713 | 0.17341 | 0.11291 | 0
Domestic Off Peak (related MPAN) | 0 | 0.061431 | 0.020567 | 0.035738 | 0.050106 | 0.0029935 | 0.046036 | 0.016751 | 0 |  |  | 0.010049 | 0.026918 | 0.0090122 | 0.01566 | 0.021955 | 0.0013117 | 0.038728 | 0.025217 | 0
Small Non Domestic Unrestricted | 0 | 0.23004 | 0.077018 | 0.10987 | 0.15403 | 0.01121 | 0.14153 | 0.051496 | 0 |  |  | 0.050493 | 0.1008 | 0.033748 | 0.048142 | 0.067495 | 0.0049118 | 0.11906 | 0.077521 | 0
Small Non Domestic Two Rate | 0 | 0.24731 | 0.0828 | 0.11825 | 0.16579 | 0.012051 | 0.15233 | 0.055427 | 0 |  |  | 0.053375 | 0.10837 | 0.036281 | 0.051816 | 0.072647 | 0.0052806 | 0.12815 | 0.083438 | 0
Small Non Domestic Off Peak (related MPAN) | 0 | 0.035076 | 0.011743 | 0.021823 | 0.030596 | 0.0017092 | 0.028111 | 0.010229 | 0 |  |  | 0.0054191 | 0.015369 | 0.0051457 | 0.0095623 | 0.013406 | 0.00074894 | 0.023648 | 0.015398 | 0
LV Medium Non-Domestic | 0 | 0.25471 | 0.085278 | 0.1212 | 0.16992 | 0.012412 | 0.15612 | 0.056806 | 0 |  |  | 0.055239 | 0.11161 | 0.037367 | 0.053106 | 0.074455 | 0.0054386 | 0.13134 | 0.085515 | 0
LV Sub Medium Non-Domestic | 0 | 0.28557 | 0.095609 | 0.13588 | 0.1905 | 0.013915 | 0.17503 | 0 | 0 |  |  | 0.061931 | 0.12513 | 0.041894 | 0.05954 | 0.083475 | 0.0060975 | 0.14725 | 0 | 0
HV Medium Non-Domestic | 0 | 0.25184 | 0.0856 | 0.091712 | 0 | 0 | 0 | 0 | 0 |  |  | 0.054788 | 0.11035 | 0.037508 | 0.043 | 0 | 0 | 0 | 0 | 0
LV HH Metered | 0 | 1.4332 | 0.47985 | 0.56853 | 0.79709 | 0.069839 | 0.58588 | 0 | 0 |  |  | 0.37708 | 0.62801 | 0.21026 | 0.24912 | 0.34927 | 0.030602 | 0.49288 | 0 | 0
LV Sub HH Metered | 0 | 1.3775 | 0.46119 | 0.54643 | 0.7661 | 0.067124 | 0 | 0 | 0 |  |  | 0.36242 | 0.60359 | 0.20208 | 0.23943 | 0.33569 | 0.029413 | 0 | 0 | 0
HV HH Metered | 0 | 1.1998 | 0.40781 | 0.36126 | 0 | 0 | 0 | 0 | 0 |  |  | 0.32048 | 0.52573 | 0.1787 | 0.16938 | 0 | 0 | 0 | 0 | 0
HV Sub HH Metered | 0 | 1.1447 | 0.41436 | 0 | 0 | 0 | 0 | 0 | 0 |  |  | 0.30118 | 0.50161 | 0.18156 | 0 | 0 | 0 | 0 | 0 | 0
NHH UMS category A | 0 | 0.16107 | 0.053926 | 0.076834 | 0.10772 | 0.0078487 | 0.098973 | 0.036013 | 0.0084162 |  |  | 0.035406 | 0.070577 | 0.023629 | 0.033667 | 0.047202 | 0.0034391 | 0.083262 | 0.054213 | 0.060174 | 0.60799
NHH UMS category B | 0 | 0.23562 | 0.078885 | 0.098461 | 0.13804 | 0.011481 | 0.12683 | 0.04615 | 0.010785 |  |  | 0.060576 | 0.10324 | 0.034566 | 0.043144 | 0.060488 | 0.0050309 | 0.1067 | 0.069473 | 0.077112 | 0.60799
NHH UMS category C | 0 | 0.44995 | 0.15065 | 0.18483 | 0.25913 | 0.021926 | 0.23808 | 0.086629 | 0.020245 |  |  | 0.11622 | 0.19716 | 0.06601 | 0.080987 | 0.11354 | 0.0096075 | 0.20029 | 0.13041 | 0.14475 | 0.60799
NHH UMS category D | 0 | 0.11455 | 0.038351 | 0.064889 | 0.090975 | 0.0055817 | 0.083587 | 0.030414 | 0.0071078 |  |  | 0.018627 | 0.050192 | 0.016804 | 0.028433 | 0.039864 | 0.0024458 | 0.070318 | 0.045785 | 0.050819 | 0.60799
LV UMS (Pseudo HH Metered) | 0 | 4.4652 | 1.495 | 1.7532 | 2.458 | 0.21758 | 2.2584 | 0.82176 | 0.19204 |  |  | 1.1929 | 1.9566 | 0.65506 | 0.76823 | 1.0771 | 0.095341 | 1.8999 | 1.2371 | 1.3731 | 0.60799
LV Generation NHH | 0 | -0.13326 | -0.044614 | -0.063643 | -0.089228 | -0.0064934 | -0.081981 | -0.02983 | 0 |  |  | -0.029249 | -0.05839 | -0.019549 | -0.027887 | -0.039098 | -0.0028453 | -0.068967 | -0.044906 | 0
LV Sub Generation NHH | 0 | -0.12658 | -0.04238 | -0.060455 | -0.084759 | -0.0061682 | -0.077875 | 0 | 0 |  |  | -0.027784 | -0.055466 | -0.01857 | -0.02649 | -0.03714 | -0.0027028 | -0.065513 | 0 | 0
LV Generation Intermittent | 0 | -0.13326 | -0.044614 | -0.063643 | -0.089228 | -0.0064934 | -0.081981 | -0.02983 | 0 |  |  | -0.029249 | -0.05839 | -0.019549 | -0.027887 | -0.039098 | -0.0028453 | -0.068967 | -0.044906 | 0
LV Generation Non-Intermittent | 0 | -1.2438 | -0.41641 | -0.49337 | -0.69171 | -0.060607 | -0.63554 | -0.23125 | 0 |  |  | -0.32723 | -0.54499 | -0.18246 | -0.21619 | -0.3031 | -0.026557 | -0.53465 | -0.34812 | 0
LV Sub Generation Intermittent | 0 | -0.12658 | -0.04238 | -0.060455 | -0.084759 | -0.0061682 | -0.077875 | 0 | 0 |  |  | -0.027784 | -0.055466 | -0.01857 | -0.02649 | -0.03714 | -0.0027028 | -0.065513 | 0 | 0
LV Sub Generation Non-Intermittent | 0 | -1.1815 | -0.39555 | -0.46866 | -0.65707 | -0.057571 | -0.6037 | 0 | 0 |  |  | -0.31084 | -0.51769 | -0.17332 | -0.20536 | -0.28791 | -0.025227 | -0.50787 | 0 | 0
HV Generation Intermittent | 0 | -0.12479 | -0.041781 | -0.055702 | -0.054179 | -0.0039428 | 0 | 0 | 0 |  |  | -0.027392 | -0.054682 | -0.018308 | -0.026116 | -0.036615 | -0.0026646 | 0 | 0 | 0
HV Generation Non-Intermittent | 0 | -1.1648 | -0.38997 | -0.43181 | -0.42001 | -0.0368 | 0 | 0 | 0 |  |  | -0.30645 | -0.51038 | -0.17088 | -0.20246 | -0.28385 | -0.02487 | 0 | 0 | 0
HV Sub Generation Intermittent | 0 | -0.12265 | -0.044394 | -0.059186 | 0 | 0 | 0 | 0 | 0 |  |  | -0.026921 | -0.053742 | -0.019453 | -0.02775 | 0 | 0 | 0 | 0 | 0
HV Sub Generation Non-Intermittent | 0 | -1.1447 | -0.41436 | -0.45882 | 0 | 0 | 0 | 0 | 0 |  |  | -0.30118 | -0.50161 | -0.18156 | -0.21512 | 0 | 0 | 0 | 0 | 0
3302. Unit rate 2 p/kWh (elements)
Data sources:
x1 = 3005. Unit rate 2 total p/kWh (taking account of standing charges) (in Unit rate 2 (taking account of standing charges)) — for Tariffs with Unit rate 2 p/kWh from Standard 2 kWh
x2 = 2904. Pay-as-you-go unit rate 2 (p/kWh) (in Pay-as-you-go unit rate 2 p/kWh) — for Tariffs with Unit rate 2 p/kWh from PAYG 2 kWh
x3 = 2904. Pay-as-you-go unit rate 2 (p/kWh) (in Pay-as-you-go unit rate 2 p/kWh) — for Tariffs with Unit rate 2 p/kWh from PAYG 2 kWh & customer
x4 = 2203. Service model asset p/kWh charge for unmetered tariffs — for Tariffs with Unit rate 2 p/kWh from PAYG 2 kWh & customer
x5 = 2712. Operating expenditure for unmetered customer assets (p/kWh) — for Tariffs with Unit rate 2 p/kWh from PAYG 2 kWh & customer
Combine tables = x1 or x2 or x3 or x4 or x5
| GSPs | Assets 132kV | Assets 132kV/EHV | Assets EHV | Assets EHV/HV | Assets 132kV/HV | Assets HV | Assets HV/LV | Assets LV circuits | Assets LV customer | Assets HV customer | Transmission exit | Operating 132kV | Operating 132kV/EHV | Operating EHV | Operating EHV/HV | Operating 132kV/HV | Operating HV | Operating HV/LV | Operating LV circuits | Operating LV customer | Operating HV customer
Domestic Unrestricted
Domestic Two Rate | 0 | 0.0038406 | 0.0012858 | 0.0065815 | 0.0092274 | 0.00018715 | 0.008478 | 0.0030848 | 0 |  |  | 0 | 0.0016829 | 0.00056343 | 0.0028839 | 0.0040433 | 8.2005e-05 | 0.0071322 | 0.0046439 | 0
Domestic Off Peak (related MPAN)
Small Non Domestic Unrestricted
Small Non Domestic Two Rate | 0 | 0.0030368 | 0.0010167 | 0.0052041 | 0.0072963 | 0.00014798 | 0.0067037 | 0.0024392 | 0 |  |  | 0 | 0.0013307 | 0.00044552 | 0.0022804 | 0.0031971 | 6.4843e-05 | 0.0056395 | 0.003672 | 0
Small Non Domestic Off Peak (related MPAN)
LV Medium Non-Domestic | 0 | 0.0029209 | 0.00097794 | 0.0050055 | 0.0070178 | 0.00014233 | 0.0064479 | 0.0023461 | 0 |  |  | 0 | 0.0012799 | 0.00042851 | 0.0021933 | 0.0030751 | 6.2368e-05 | 0.0054243 | 0.0035318 | 0
LV Sub Medium Non-Domestic | 0 | 0.0032748 | 0.0010964 | 0.0056119 | 0.007868 | 0.00015958 | 0.007229 | 0 | 0 |  |  | 0 | 0.001435 | 0.00048043 | 0.002459 | 0.0034476 | 6.9924e-05 | 0.0060814 | 0 | 0
HV Medium Non-Domestic | 0 | 0.0028946 | 0.00098389 | 0.0037652 | 0 | 0 | 0 | 0 | 0 |  |  | 0 | 0.0012684 | 0.00043112 | 0.0017653 | 0 | 0 | 0 | 0 | 0
LV HH Metered | 0 | 0.076137 | 0.025491 | 0.063059 | 0.088409 | 0.0037101 | 0.064983 | 0 | 0 |  |  | 0 | 0.033362 | 0.01117 | 0.027631 | 0.038739 | 0.0016257 | 0.054668 | 0 | 0
LV Sub HH Metered | 0 | 0.073177 | 0.0245 | 0.060607 | 0.084972 | 0.0035658 | 0 | 0 | 0 |  |  | 0 | 0.032065 | 0.010735 | 0.026557 | 0.037233 | 0.0015625 | 0 | 0 | 0
HV HH Metered | 0 | 0.063737 | 0.021664 | 0.040069 | 0 | 0 | 0 | 0 | 0 |  |  | 0 | 0.027928 | 0.0094929 | 0.018787 | 0 | 0 | 0 | 0 | 0
HV Sub HH Metered | 0 | 0.060812 | 0.022012 | 0 | 0 | 0 | 0 | 0 | 0 |  |  | 0 | 0.026647 | 0.0096452 | 0 | 0 | 0 | 0 | 0 | 0
NHH UMS category A
NHH UMS category B
NHH UMS category C
NHH UMS category D
LV UMS (Pseudo HH Metered) | 0 | 0.072047 | 0.024121 | 0.058747 | 0.082364 | 0.0035108 | 0.075675 | 0.027535 | 0.006435 |  |  | 0 | 0.03157 | 0.01057 | 0.025742 | 0.03609 | 0.0015383 | 0.063662 | 0.041451 | 0.046009 | 0.60799
LV Generation NHH
LV Sub Generation NHH
LV Generation Intermittent
LV Generation Non-Intermittent | 0 | -0.066072 | -0.022121 | -0.054723 | -0.076722 | -0.0032196 | -0.070491 | -0.025649 | 0 |  |  | 0 | -0.028952 | -0.009693 | -0.023978 | -0.033618 | -0.0014108 | -0.059301 | -0.038612 | 0
LV Sub Generation Intermittent
LV Sub Generation Non-Intermittent | 0 | -0.062763 | -0.021013 | -0.051982 | -0.072879 | -0.0030583 | -0.06696 | 0 | 0 |  |  | 0 | -0.027501 | -0.0092075 | -0.022777 | -0.031934 | -0.0013401 | -0.056331 | 0 | 0
HV Generation Intermittent
HV Generation Non-Intermittent | 0 | -0.061876 | -0.020716 | -0.047895 | -0.046585 | -0.0019549 | 0 | 0 | 0 |  |  | 0 | -0.027113 | -0.0090775 | -0.022456 | -0.031483 | -0.0013212 | 0 | 0 | 0
HV Sub Generation Intermittent
HV Sub Generation Non-Intermittent | 0 | -0.060812 | -0.022012 | -0.050891 | 0 | 0 | 0 | 0 | 0 |  |  | 0 | -0.026647 | -0.0096452 | -0.02386 | 0 | 0 | 0 | 0 | 0
3303. Unit rate 3 p/kWh (elements)
Data sources:
x1 = 3006. Unit rate 3 total p/kWh (taking account of standing charges) (in Unit rate 3 (taking account of standing charges)) — for Tariffs with Unit rate 3 p/kWh from Standard 3 kWh
x2 = 2905. Pay-as-you-go unit rate 3 (p/kWh) (in Pay-as-you-go unit rate 3 p/kWh) — for Tariffs with Unit rate 3 p/kWh from PAYG 3 kWh
x3 = 2905. Pay-as-you-go unit rate 3 (p/kWh) (in Pay-as-you-go unit rate 3 p/kWh) — for Tariffs with Unit rate 3 p/kWh from PAYG 3 kWh & customer
x4 = 2203. Service model asset p/kWh charge for unmetered tariffs — for Tariffs with Unit rate 3 p/kWh from PAYG 3 kWh & customer
x5 = 2712. Operating expenditure for unmetered customer assets (p/kWh) — for Tariffs with Unit rate 3 p/kWh from PAYG 3 kWh & customer
Combine tables = x1 or x2 or x3 or x4 or x5
| GSPs | Assets 132kV | Assets 132kV/EHV | Assets EHV | Assets EHV/HV | Assets 132kV/HV | Assets HV | Assets HV/LV | Assets LV circuits | Assets LV customer | Assets HV customer | Transmission exit | Operating 132kV | Operating 132kV/EHV | Operating EHV | Operating EHV/HV | Operating 132kV/HV | Operating HV | Operating HV/LV | Operating LV circuits | Operating LV customer | Operating HV customer
Domestic Unrestricted
Domestic Two Rate
Domestic Off Peak (related MPAN)
Small Non Domestic Unrestricted
Small Non Domestic Two Rate
Small Non Domestic Off Peak (related MPAN)
LV Medium Non-Domestic
LV Sub Medium Non-Domestic
HV Medium Non-Domestic
LV HH Metered | 0 | 0.0027265 | 0.00091285 | 0.0046724 | 0.0065507 | 0.00013286 | 0.004815 | 0 | 0 |  |  | 0 | 0.0011947 | 0.00039999 | 0.0020473 | 0.0028704 | 5.8217e-05 | 0.0040506 | 0 | 0
LV Sub HH Metered | 0 | 0.0026205 | 0.00087736 | 0.0044907 | 0.006296 | 0.0001277 | 0 | 0 | 0 |  |  | 0 | 0.0011483 | 0.00038444 | 0.0019677 | 0.0027588 | 5.5954e-05 | 0 | 0 | 0
HV HH Metered | 0 | 0.0022825 | 0.00077582 | 0.002969 | 0 | 0 | 0 | 0 | 0 |  |  | 0 | 0.0010001 | 0.00033995 | 0.001392 | 0 | 0 | 0 | 0 | 0
HV Sub HH Metered | 0 | 0.0021777 | 0.00078827 | 0 | 0 | 0 | 0 | 0 | 0 |  |  | 0 | 0.00095425 | 0.0003454 | 0 | 0 | 0 | 0 | 0 | 0
NHH UMS category A
NHH UMS category B
NHH UMS category C
NHH UMS category D
LV UMS (Pseudo HH Metered) | 0 | 0.0028421 | 0.00095155 | 0.0048705 | 0.0068285 | 0.00013849 | 0.0062739 | 0.0022828 | 0.0005335 |  |  | 0 | 0.0012454 | 0.00041695 | 0.0021341 | 0.0029921 | 6.0685e-05 | 0.0052779 | 0.0034365 | 0.0038144 | 0.60799
LV Generation NHH
LV Sub Generation NHH
LV Generation Intermittent
LV Generation Non-Intermittent | 0 | -0.0023661 | -0.00079218 | -0.0040547 | -0.0056847 | -0.0001153 | -0.0052231 | -0.0019005 | 0 |  |  | 0 | -0.0010368 | -0.00034712 | -0.0017767 | -0.0024909 | -5.0521e-05 | -0.0043939 | -0.002861 | 0
LV Sub Generation Intermittent
LV Sub Generation Non-Intermittent | 0 | -0.0022476 | -0.0007525 | -0.0038516 | -0.0054 | -0.00010952 | -0.0049614 | 0 | 0 |  |  | 0 | -0.00098485 | -0.00032973 | -0.0016877 | -0.0023662 | -4.7991e-05 | -0.0041738 | 0 | 0
HV Generation Intermittent
HV Generation Non-Intermittent | 0 | -0.0022158 | -0.00074187 | -0.0035488 | -0.0034517 | -7.0008e-05 | 0 | 0 | 0 |  |  | 0 | -0.00097094 | -0.00032507 | -0.0016639 | -0.0023328 | -4.7313e-05 | 0 | 0 | 0
HV Sub Generation Intermittent
HV Sub Generation Non-Intermittent | 0 | -0.0021777 | -0.00078827 | -0.0037708 | 0 | 0 | 0 | 0 | 0 |  |  | 0 | -0.00095425 | -0.0003454 | -0.0017679 | 0 | 0 | 0 | 0 | 0
3304. Fixed charge p/MPAN/day (elements)
Data sources:
x1 = 3106. Fixed charge from standing charges factors p/MPAN/day — for Tariffs with Fixed charge p/MPAN/day from Fixed from network & customer
x2 = 2206. Service model p/MPAN/day (in Replacement annuities for service models) — for Tariffs with Fixed charge p/MPAN/day from Customer
x3 = 2206. Service model p/MPAN/day (in Replacement annuities for service models) — for Tariffs with Fixed charge p/MPAN/day from Fixed from network & customer
x4 = 2711. Operating expenditure for customer assets p/MPAN/day total (in Operating expenditure for customer assets p/MPAN/day) — for Tariffs with Fixed charge p/MPAN/day from Customer
x5 = 2711. Operating expenditure for customer assets p/MPAN/day total (in Operating expenditure for customer assets p/MPAN/day) — for Tariffs with Fixed charge p/MPAN/day from Fixed from network & customer
Combine tables = x1 or x2 or x3 or x4 or x5
| GSPs | Assets 132kV | Assets 132kV/EHV | Assets EHV | Assets EHV/HV | Assets 132kV/HV | Assets HV | Assets HV/LV | Assets LV circuits | Assets LV customer | Assets HV customer | Transmission exit | Operating 132kV | Operating 132kV/EHV | Operating EHV | Operating EHV/HV | Operating 132kV/HV | Operating HV | Operating HV/LV | Operating LV circuits | Operating LV customer | Operating HV customer
Domestic Unrestricted | 0 | 0 | 0 | 0 | 0 | 0 | 0 | 0 | 0.14687 | 0 | 0 | 0 | 0 | 0 | 0 | 0 | 0 | 0 | 0 | 1.0501 | 1.7774 | 0
Domestic Two Rate | 0 | 0 | 0 | 0 | 0 | 0 | 0 | 0 | 0.14687 | 0 | 0 | 0 | 0 | 0 | 0 | 0 | 0 | 0 | 0 | 1.0501 | 1.7774 | 0
Domestic Off Peak (related MPAN)
Small Non Domestic Unrestricted | 0 | 0 | 0 | 0 | 0 | 0 | 0 | 0 | 0.14687 | 0 | 0 | 0 | 0 | 0 | 0 | 0 | 0 | 0 | 0 | 1.0501 | 4.3884 | 0
Small Non Domestic Two Rate | 0 | 0 | 0 | 0 | 0 | 0 | 0 | 0 | 0.14687 | 0 | 0 | 0 | 0 | 0 | 0 | 0 | 0 | 0 | 0 | 1.0501 | 4.3884 | 0
Small Non Domestic Off Peak (related MPAN)
LV Medium Non-Domestic | 0 | 0 | 0 | 0 | 0 | 0 | 0 | 0 | 3.0132 | 0 | 0 | 0 | 0 | 0 | 0 | 0 | 0 | 0 | 0 | 21.5438 | 5.1838 | 0
LV Sub Medium Non-Domestic | 0 | 0 | 0 | 0 | 0 | 0 | 0 | 0 | 0 | 0 | 0 | 0 | 0 | 0 | 0 | 0 | 0 | 0 | 0 | 0 | 3.8618 | 0
HV Medium Non-Domestic | 0 | 2.0138 | 0 | 11.1005 | 53.9849 | 4.2391 | 39.6948 | 0 | 0 | 0 | 0 | 0 | 0.8824 | 0 | 5.2045 | 36.484 | 2.8649 | 48.0271 | 0 | 0 | 0 | 66.3131
LV HH Metered | [9 empty] | 0 | 0 | [9 empty] | 8.8613 | 0
LV Sub HH Metered | [9 empty] | 0 | 0 | [9 empty] | 6.5082 | 0
HV HH Metered | [9 empty] | 0 | 0 | [9 empty] | 0 | 66.3131
HV Sub HH Metered | [9 empty] | 0 | 0 | [9 empty] | 0 | 66.3131
NHH UMS category A
NHH UMS category B
NHH UMS category C
NHH UMS category D
LV UMS (Pseudo HH Metered)
LV Generation NHH | [9 empty] | 0 | 0 | [9 empty] | 0 | 0
LV Sub Generation NHH | [9 empty] | 0 | 0 | [9 empty] | 0 | 0
LV Generation Intermittent | [9 empty] | 0 | 0 | [9 empty] | 0 | 0
LV Generation Non-Intermittent | [9 empty] | 0 | 0 | [9 empty] | 0 | 0
LV Sub Generation Intermittent | [9 empty] | 0 | 0 | [9 empty] | 0 | 0
LV Sub Generation Non-Intermittent | [9 empty] | 0 | 0 | [9 empty] | 0 | 0
HV Generation Intermittent | [9 empty] | 0 | 0 | [9 empty] | 0 | 32.589
HV Generation Non-Intermittent | [9 empty] | 0 | 0 | [9 empty] | 0 | 32.589
HV Sub Generation Intermittent | [9 empty] | 0 | 0 | [9 empty] | 0 | 32.589
HV Sub Generation Non-Intermittent | [9 empty] | 0 | 0 | [9 empty] | 0 | 32.589
3305. Capacity charge p/kVA/day (elements)
Data sources:
x1 = 3002. Capacity charge p/kVA/day — for Tariffs with Capacity charge p/kVA/day from Capacity
Copy cells = x1
| GSPs | Assets 132kV | Assets 132kV/EHV | Assets EHV | Assets EHV/HV | Assets 132kV/HV | Assets HV | Assets HV/LV | Assets LV circuits | Assets LV customer | Assets HV customer | Transmission exit | Operating 132kV | Operating 132kV/EHV | Operating EHV | Operating EHV/HV | Operating 132kV/HV | Operating HV | Operating HV/LV | Operating LV circuits | Operating LV customer | Operating HV customer
Domestic Unrestricted
Domestic Two Rate
Domestic Off Peak (related MPAN)
Small Non Domestic Unrestricted
Small Non Domestic Two Rate
Small Non Domestic Off Peak (related MPAN)
LV Medium Non-Domestic
LV Sub Medium Non-Domestic
HV Medium Non-Domestic
LV HH Metered | 0 | 0 | 0 | 0 | 0 | 0 | 0.24145 | 0.43927 | 0.10537 |  |  | 0 | 0 | 0 | 0 | 0 | 0 | 0.20312 | 0.66127 | 0.75334
LV Sub HH Metered | 0 | 0 | 0 | 0 | 0 | 0 | 1.1468 | 0.41727 | 0 |  |  | 0 | 0 | 0 | 0 | 0 | 0 | 0.96472 | 0.62815 | 0
HV HH Metered | 0 | 0.03988 | 0 | 0.21983 | 1.0691 | 0.083948 | 0.78609 | 0 | 0 |  |  | 0 | 0.017474 | 0 | 0.10307 | 0.72251 | 0.056734 | 0.9511 | 0 | 0
HV Sub HH Metered | 0 | 0 | 0 | 1.1679 | 1.1359 | 0 | 0 | 0 | 0 |  |  | 0 | 0 | 0 | 0.54757 | 0.76769 | 0 | 0 | 0 | 0
NHH UMS category A
NHH UMS category B
NHH UMS category C
NHH UMS category D
LV UMS (Pseudo HH Metered)
LV Generation NHH
LV Sub Generation NHH
LV Generation Intermittent
LV Generation Non-Intermittent
LV Sub Generation Intermittent
LV Sub Generation Non-Intermittent
HV Generation Intermittent
HV Generation Non-Intermittent
HV Sub Generation Intermittent
HV Sub Generation Non-Intermittent
3306. Reactive power charge p/kVArh (elements)
Data sources:
x1 = 3206. Pay-as-you-go reactive p/kVArh
x2 = 3202. Standard reactive p/kVArh
Combine tables = x1 or x2
| GSPs | Assets 132kV | Assets 132kV/EHV | Assets EHV | Assets EHV/HV | Assets 132kV/HV | Assets HV | Assets HV/LV | Assets LV circuits | Assets LV customer | Assets HV customer | Transmission exit | Operating 132kV | Operating 132kV/EHV | Operating EHV | Operating EHV/HV | Operating 132kV/HV | Operating HV | Operating HV/LV | Operating LV circuits | Operating LV customer | Operating HV customer
Domestic Unrestricted
Domestic Two Rate
Domestic Off Peak (related MPAN)
Small Non Domestic Unrestricted
Small Non Domestic Two Rate
Small Non Domestic Off Peak (related MPAN)
LV Medium Non-Domestic
LV Sub Medium Non-Domestic
HV Medium Non-Domestic
LV HH Metered | 0 | 0.051682 | 0.017303 | 0.024683 | 0.034606 | 0.0025184 | 0.025436 | 0 | 0 |  |  | 0.011344 | 0.022646 | 0.0075819 | 0.010816 | 0.015164 | 0.0011035 | 0.021398 | 0 | 0
LV Sub HH Metered | 0 | 0.049093 | 0.016436 | 0.023447 | 0.032872 | 0.0023922 | 0 | 0 | 0 |  |  | 0.010776 | 0.021512 | 0.0072021 | 0.010274 | 0.014404 | 0.0010482 | 0 | 0 | 0
HV HH Metered | 0 | 0.03944 | 0.013406 | 0.014298 | 0 | 0 | 0 | 0 | 0 |  |  | 0.0087888 | 0.017282 | 0.0058741 | 0.0067036 | 0 | 0 | 0 | 0 | 0
HV Sub HH Metered | 0 | 0.039352 | 0.014244 | 0 | 0 | 0 | 0 | 0 | 0 |  |  | 0.0086377 | 0.017243 | 0.0062415 | 0 | 0 | 0 | 0 | 0 | 0
NHH UMS category A
NHH UMS category B
NHH UMS category C
NHH UMS category D
LV UMS (Pseudo HH Metered)
LV Generation NHH
LV Sub Generation NHH
LV Generation Intermittent | 0 | 0.036795 | 0.013319 | 0.018999 | 0.026637 | 0.023892 | 0.022637 | 0.0082368 | 0.0019249 |  |  | 0.0080764 | 0.016123 | 0.0058359 | 0.008325 | 0.011672 | 0.010469 | 0.019043 | 0.012399 | 0.013763
LV Generation Non-Intermittent | 0 | 0.036795 | 0.013319 | 0.018999 | 0.026637 | 0.023892 | 0.022637 | 0.0082368 | 0.0019249 |  |  | 0.0080764 | 0.016123 | 0.0058359 | 0.008325 | 0.011672 | 0.010469 | 0.019043 | 0.012399 | 0.013763
LV Sub Generation Intermittent | 0 | 0.034952 | 0.012651 | 0.018047 | 0.025303 | 0.022696 | 0.021503 | 0.0078242 | 0 |  |  | 0.0076719 | 0.015315 | 0.0055436 | 0.007908 | 0.011087 | 0.0099448 | 0.01809 | 0.011778 | 0
LV Sub Generation Non-Intermittent | 0 | 0.034952 | 0.012651 | 0.018047 | 0.025303 | 0.022696 | 0.021503 | 0.0078242 | 0 |  |  | 0.0076719 | 0.015315 | 0.0055436 | 0.007908 | 0.011087 | 0.0099448 | 0.01809 | 0.011778 | 0
HV Generation Intermittent | 0 | 0.034458 | 0.012473 | 0.016628 | 0.016174 | 0.014507 | 0.01474 | 0 | 0 |  |  | 0.0075635 | 0.015099 | 0.0054653 | 0.0077963 | 0.010931 | 0.0098043 | 0.017834 | 0 | 0
HV Generation Non-Intermittent | 0 | 0.034458 | 0.012473 | 0.016628 | 0.016174 | 0.014507 | 0.01474 | 0 | 0 |  |  | 0.0075635 | 0.015099 | 0.0054653 | 0.0077963 | 0.010931 | 0.0098043 | 0.017834 | 0 | 0
HV Sub Generation Intermittent | 0 | 0.033866 | 0.012258 | 0.016343 | 0 | 0.02199 | 0 | 0 | 0 |  |  | 0.0074335 | 0.014839 | 0.0053714 | 0.0076623 | 0 | 0.0096358 | 0 | 0 | 0
HV Sub Generation Non-Intermittent | 0 | 0.033866 | 0.012258 | 0.016343 | 0 | 0.02199 | 0 | 0 | 0 |  |  | 0.0074335 | 0.014839 | 0.0053714 | 0.0076623 | 0 | 0.0096358 | 0 | 0 | 0
3307. Summary of charges before revenue matching
Data sources:
x1 = 3301. Unit rate 1 p/kWh (elements)
x2 = 3302. Unit rate 2 p/kWh (elements)
x3 = 3303. Unit rate 3 p/kWh (elements)
x4 = 3304. Fixed charge p/MPAN/day (elements)
x5 = 3305. Capacity charge p/kVA/day (elements)
x6 = 3306. Reactive power charge p/kVArh (elements)
Kind: | Cell summation | Cell summation | Cell summation | Cell summation | Cell summation | Cell summation
Formula: | =SUM(x1) | =SUM(x2) | =SUM(x3) | =SUM(x4) | =SUM(x5) | =SUM(x6)
| Unit rate 1 p/kWh (total) | Unit rate 2 p/kWh (total) | Unit rate 3 p/kWh (total) | Fixed charge p/MPAN/day (total) | Capacity charge p/kVA/day (total) | Reactive power charge p/kVArh
Domestic Unrestricted | 1.6405 | 0 | 0 | 2.9744 | 0 | 0
Domestic Two Rate | 1.8965 | 0.053717 | 0 | 2.9744 | 0 | 0
Domestic Off Peak (related MPAN) | 0.38247 | 0 | 0 | 0 | 0 | 0
Small Non Domestic Unrestricted | 1.2774 | 0 | 0 | 5.5854 | 0 | 0
Small Non Domestic Two Rate | 1.3733 | 0.042475 | 0 | 5.5854 | 0 | 0
Small Non Domestic Off Peak (related MPAN) | 0.22798 | 0 | 0 | 0 | 0 | 0
LV Medium Non-Domestic | 1.4105 | 0.040854 | 0 | 29.7408 | 0 | 0
LV Sub Medium Non-Domestic | 1.4218 | 0.039213 | 0 | 3.8618 | 0 | 0
HV Medium Non-Domestic | 0.67479 | 0.011109 | 0 | 270.8091 | 0 | 0
LV HH Metered | 6.2716 | 0.48899 | 0.030432 | 8.8613 | 2.4038 | 0.24628
LV Sub HH Metered | 4.991 | 0.35497 | 0.020728 | 6.5082 | 3.1569 | 0.18946
HV HH Metered | 3.1631 | 0.18168 | 0.0087593 | 66.3131 | 4.0497 | 0.10579
HV Sub HH Metered | 2.5435 | 0.11912 | 0.0042657 | 66.3131 | 3.6191 | 0.085719
NHH UMS category A | 1.5704 | 0 | 0 | 0 | 0 | 0
NHH UMS category B | 1.9146 | 0 | 0 | 0 | 0 | 0
NHH UMS category C | 3.0784 | 0 | 0 | 0 | 0 | 0
NHH UMS category D | 1.3667 | 0 | 0 | 0 | 0 | 0
LV UMS (Pseudo HH Metered) | 24.5244 | 1.2151 | 0.65209 | 0 | 0 | 0
LV Generation NHH | -0.73994 | 0 | 0 | 0 | 0 | 0
LV Sub Generation NHH | -0.63188 | 0 | 0 | 0 | 0 | 0
LV Generation Intermittent | -0.73994 | 0 | 0 | 0 | 0 | 0.25815
LV Generation Non-Intermittent | -6.2559 | -0.51456 | -0.033094 | 0 | 0 | 0.25815
LV Sub Generation Intermittent | -0.63188 | 0 | 0 | 0 | 0 | 0.23032
LV Sub Generation Non-Intermittent | -5.3922 | -0.42775 | -0.026913 | 0 | 0 | 0.23032
HV Generation Intermittent | -0.44618 | 0 | 0 | 32.589 | 0 | 0.18347
HV Generation Non-Intermittent | -3.9422 | -0.27048 | -0.015368 | 32.589 | 0 | 0.18347
HV Sub Generation Intermittent | -0.35409 | 0 | 0 | 32.589 | 0 | 0.1294
HV Sub Generation Non-Intermittent | -3.2174 | -0.19387 | -0.0098044 | 32.589 | 0 | 0.1294

## Revenue
Revenue shortfall or surplus for WPD East Midlands in 2013/14 (April Tariffs 2013/14)
3401. Net revenues by tariff before matching (£)
Data sources:
x1 = 1010. Days in the charging year (in Financial and general assumptions)
x2 = 3307. Fixed charge p/MPAN/day (total) (in Summary of charges before revenue matching)
x3 = 2305. MPANs (in Equivalent volume for each end user)
x4 = 3307. Capacity charge p/kVA/day (total) (in Summary of charges before revenue matching)
x5 = 2305. Import capacity (kVA) (in Equivalent volume for each end user)
x6 = 3307. Unit rate 1 p/kWh (total) (in Summary of charges before revenue matching)
x7 = 2305. Rate 1 units (MWh) (in Equivalent volume for each end user)
x8 = 3307. Unit rate 2 p/kWh (total) (in Summary of charges before revenue matching)
x9 = 2305. Rate 2 units (MWh) (in Equivalent volume for each end user)
x10 = 3307. Unit rate 3 p/kWh (total) (in Summary of charges before revenue matching)
x11 = 2305. Rate 3 units (MWh) (in Equivalent volume for each end user)
x12 = 3307. Reactive power charge p/kVArh (in Summary of charges before revenue matching)
x13 = 2305. Reactive power units (MVArh) (in Equivalent volume for each end user)
Calculation =0.01*x1*(x2*x3+x4*x5)+10*(x6*x7+x8*x9+x10*x11+x12*x13)
Net revenues
Domestic Unrestricted | 97586164.0421
Domestic Two Rate | 67690640.2206
Domestic Off Peak (related MPAN) | 604437.647
Small Non Domestic Unrestricted | 16302158.6609
Small Non Domestic Two Rate | 25082853.1826
Small Non Domestic Off Peak (related MPAN) | 14550.6457
LV Medium Non-Domestic | 11204449.2043
LV Sub Medium Non-Domestic | 554.6124
HV Medium Non-Domestic | 342073.262
LV HH Metered | 41375240.1425
LV Sub HH Metered | 424522.692
HV HH Metered | 71709025.053
HV Sub HH Metered | 0
NHH UMS category A | 936096.295
NHH UMS category B | 444284.5211
NHH UMS category C | 9051.0804
NHH UMS category D | 122509.8647
LV UMS (Pseudo HH Metered) | 5250603.1155
LV Generation NHH | -4319.2734
LV Sub Generation NHH | 0
LV Generation Intermittent | -4711.4948
LV Generation Non-Intermittent | -14438.9939
LV Sub Generation Intermittent | 0.19899
LV Sub Generation Non-Intermittent | -130695.8595
HV Generation Intermittent | -12072.7135
HV Generation Non-Intermittent | -2663498.428
HV Sub Generation Intermittent | 0
HV Sub Generation Non-Intermittent | 0
3402. Target Revenue (£/year)
Data sources:
x1 = 1076. Target Revenue (£/year)
Calculation =x1
CDCM target revenue (£/year)
Target revenue (£/year) | 456706985.8513
3403. Revenue surplus or shortfall
Data sources:
x1 = 3401. Net revenues by tariff before matching (£)
x2 = 3402. Target Revenue (£/year)
x3 = Total net revenues before matching (£) (in Revenue surplus or shortfall)
Kind: | Cell summation | Calculation
Formula: | =SUM(x1) | =x2-x3-x4
| Total net revenues before matching (£) | Revenue shortfall (surplus) £
Revenue surplus or shortfall | 336269477.6776 | 120437508.1737

## Scaler
Revenue matching for WPD East Midlands in 2013/14 (April Tariffs 2013/14)
This sheet modifies tariffs so that the total expected net revenues matches the target.
3501. Factor to scale to £1/kW at transmission exit level
Data sources:
x1 = 2901. Unit cost at each level, £/kW/year (relative to system simultaneous maximum load)
Calculation =IF(x1,1/x1,0)
Transmission exit
Factor to scale to £1/kW at transmission exit level | 0.43634
3502. Applicability factor for £1/kW scaler
Data sources:
x1 = 3501. Factor to scale to £1/kW at transmission exit level
x2 = Zero for other levels
Combine tables = x1 or x2
| GSPs | Assets 132kV | Assets 132kV/EHV | Assets EHV | Assets EHV/HV | Assets 132kV/HV | Assets HV | Assets HV/LV | Assets LV circuits | Assets LV customer | Assets HV customer | Transmission exit | Operating 132kV | Operating 132kV/EHV | Operating EHV | Operating EHV/HV | Operating 132kV/HV | Operating HV | Operating HV/LV | Operating LV circuits | Operating LV customer | Operating HV customer
Applicability factor for £1/kW scaler | 0 | 0 | 0 | 0 | 0 | 0 | 0 | 0 | 0 | 0 | 0 | 0.43634 | 0 | 0 | 0 | 0 | 0 | 0 | 0 | 0 | 0 | 0
3503. Scalable elements of tariff components
Data sources:
x1 = 3301. Unit rate 1 p/kWh (elements)
x2 = 3502. Applicability factor for £1/kW scaler
x3 = 3302. Unit rate 2 p/kWh (elements)
x4 = 3303. Unit rate 3 p/kWh (elements)
x5 = 3304. Fixed charge p/MPAN/day (elements)
x6 = 3305. Capacity charge p/kVA/day (elements)
x7 = 3306. Reactive power charge p/kVArh (elements)
Kind: | Sum-product calculation | Sum-product calculation | Sum-product calculation | Sum-product calculation | Sum-product calculation | Sum-product calculation
Formula: | =SUMPRODUCT(x1, x2) | =SUMPRODUCT(x3, x2) | =SUMPRODUCT(x4, x2) | =SUMPRODUCT(x5, x2) | =SUMPRODUCT(x6, x2) | =SUMPRODUCT(x7, x2)
| Unit rate 1 p/kWh scalable part | Unit rate 2 p/kWh scalable part | Unit rate 3 p/kWh scalable part | Fixed charge p/MPAN/day scalable part | Capacity charge p/kVA/day scalable part | Reactive power charge p/kVArh scalable part
Domestic Unrestricted | 0.028296 | 0 | 0 | 0 | 0 | 0
Domestic Two Rate | 0.034922 | 0 | 0 | 0 | 0 | 0
Domestic Off Peak (related MPAN) | 0.0043846 | 0 | 0 | 0 | 0 | 0
Small Non Domestic Unrestricted | 0.022032 | 0 | 0 | 0 | 0 | 0
Small Non Domestic Two Rate | 0.023289 | 0 | 0 | 0 | 0 | 0
Small Non Domestic Off Peak (related MPAN) | 0.0023646 | 0 | 0 | 0 | 0 | 0
LV Medium Non-Domestic | 0.024103 | 0 | 0 | 0 | 0 | 0
LV Sub Medium Non-Domestic | 0.027023 | 0 | 0 | 0 | 0 | 0
HV Medium Non-Domestic | 0.023906 | 0 | 0 | 0 | 0 | 0
LV HH Metered | 0.16454 | 0 | 0 | 0 | 0 | 0.0049498
LV Sub HH Metered | 0.15814 | 0 | 0 | 0 | 0 | 0.0047019
HV HH Metered | 0.13984 | 0 | 0 | 0 | 0 | 0.0038349
HV Sub HH Metered | 0.13142 | 0 | 0 | 0 | 0 | 0.003769
NHH UMS category A | 0.015449 | 0 | 0 | 0 | 0 | 0
NHH UMS category B | 0.026432 | 0 | 0 | 0 | 0 | 0
NHH UMS category C | 0.050713 | 0 | 0 | 0 | 0 | 0
NHH UMS category D | 0.0081276 | 0 | 0 | 0 | 0 | 0
LV UMS (Pseudo HH Metered) | 0.52052 | 0 | 0 | 0 | 0 | 0
LV Generation NHH | -0.012763 | 0 | 0 | 0 | 0 | 0
LV Sub Generation NHH | -0.012123 | 0 | 0 | 0 | 0 | 0
LV Generation Intermittent | -0.012763 | 0 | 0 | 0 | 0 | 0.003524
LV Generation Non-Intermittent | -0.14278 | 0 | 0 | 0 | 0 | 0.003524
LV Sub Generation Intermittent | -0.012123 | 0 | 0 | 0 | 0 | 0.0033475
LV Sub Generation Non-Intermittent | -0.13563 | 0 | 0 | 0 | 0 | 0.0033475
HV Generation Intermittent | -0.011952 | 0 | 0 | 0 | 0 | 0.0033002
HV Generation Non-Intermittent | -0.13372 | 0 | 0 | 0 | 0 | 0.0033002
HV Sub Generation Intermittent | -0.011747 | 0 | 0 | 0 | 0 | 0.0032435
HV Sub Generation Non-Intermittent | -0.13142 | 0 | 0 | 0 | 0 | 0.0032435
3504. Marginal revenue effect of scaler
Data sources:
x1 = 2302. Load coefficient
x2 = 3503. Unit rate 1 p/kWh scalable part (in Scalable elements of tariff components)
x3 = 2305. Rate 1 units (MWh) (in Equivalent volume for each end user)
x4 = 3503. Unit rate 2 p/kWh scalable part (in Scalable elements of tariff components)
x5 = 2305. Rate 2 units (MWh) (in Equivalent volume for each end user)
x6 = 3503. Unit rate 3 p/kWh scalable part (in Scalable elements of tariff components)
x7 = 2305. Rate 3 units (MWh) (in Equivalent volume for each end user)
x8 = 3503. Fixed charge p/MPAN/day scalable part (in Scalable elements of tariff components)
x9 = 1010. Days in the charging year (in Financial and general assumptions)
x10 = 2305. MPANs (in Equivalent volume for each end user)
x11 = 3503. Capacity charge p/kVA/day scalable part (in Scalable elements of tariff components)
x12 = 2305. Import capacity (kVA) (in Equivalent volume for each end user)
x13 = 3503. Reactive power charge p/kVArh scalable part (in Scalable elements of tariff components)
x14 = 2305. Reactive power units (MVArh) (in Equivalent volume for each end user)
Kind: | Calculation | Calculation | Calculation | Calculation | Calculation | Calculation
Formula: | =IF(x1<0,0,x2*x3*10) | =IF(x1<0,0,x4*x5*10) | =IF(x1<0,0,x6*x7*10) | =x8*x9*x10/100 | =x11*x9*x12/100 | =IF(x1<0,0,x13*x14*10)
| Effect through Unit rate 1 p/kWh | Effect through Unit rate 2 p/kWh | Effect through Unit rate 3 p/kWh | Effect through Fixed charge p/MPAN/day | Effect through Capacity charge p/kVA/day | Effect through Reactive power charge p/kVArh
Domestic Unrestricted | 1410349.3967 | 0 | 0 | 0 | 0 | 0
Domestic Two Rate | 1042644.3463 | 0 | 0 | 0 | 0 | 0
Domestic Off Peak (related MPAN) | 6929.1955 | 0 | 0 | 0 | 0 | 0
Small Non Domestic Unrestricted | 248678.5926 | 0 | 0 | 0 | 0 | 0
Small Non Domestic Two Rate | 394068.5959 | 0 | 0 | 0 | 0 | 0
Small Non Domestic Off Peak (related MPAN) | 150.9126 | 0 | 0 | 0 | 0 | 0
LV Medium Non-Domestic | 175598.8518 | 0 | 0 | 0 | 0 | 0
LV Sub Medium Non-Domestic | 10.4013 | 0 | 0 | 0 | 0 | 0
HV Medium Non-Domestic | 5753.5639 | 0 | 0 | 0 | 0 | 0
LV HH Metered | 530269.9072 | 0 | 0 | 0 | 0 | 15311.6104
LV Sub HH Metered | 4150.6145 | 0 | 0 | 0 | 0 | 41.0681
HV HH Metered | 1109944.9046 | 0 | 0 | 0 | 0 | 26337.1304
HV Sub HH Metered | 0 | 0 | 0 | 0 | 0 | 0
NHH UMS category A | 9209.2064 | 0 | 0 | 0 | 0 | 0
NHH UMS category B | 6133.5369 | 0 | 0 | 0 | 0 | 0
NHH UMS category C | 149.1057 | 0 | 0 | 0 | 0 | 0
NHH UMS category D | 728.5288 | 0 | 0 | 0 | 0 | 0
LV UMS (Pseudo HH Metered) | 70804.1399 | 0 | 0 | 0 | 0 | 0
LV Generation NHH | 0 | 0 | 0 | 0 | 0 | 0
LV Sub Generation NHH | 0 | 0 | 0 | 0 | 0 | 0
LV Generation Intermittent | 0 | 0 | 0 | 0 | 0 | 0
LV Generation Non-Intermittent | 0 | 0 | 0 | 0 | 0 | 0
LV Sub Generation Intermittent | 0 | 0 | 0 | 0 | 0 | 0
LV Sub Generation Non-Intermittent | 0 | 0 | 0 | 0 | 0 | 0
HV Generation Intermittent | 0 | 0 | 0 | 0 | 0 | 0
HV Generation Non-Intermittent | 0 | 0 | 0 | 0 | 0 | 0
HV Sub Generation Intermittent | 0 | 0 | 0 | 0 | 0 | 0
HV Sub Generation Non-Intermittent | 0 | 0 | 0 | 0 | 0 | 0
3505. Scaler value at which the minimum is breached
Data sources:
x1 = 3503. Unit rate 1 p/kWh scalable part (in Scalable elements of tariff components)
x2 = 3307. Unit rate 1 p/kWh (total) (in Summary of charges before revenue matching)
x3 = 3503. Unit rate 2 p/kWh scalable part (in Scalable elements of tariff components)
x4 = 3307. Unit rate 2 p/kWh (total) (in Summary of charges before revenue matching)
x5 = 3503. Unit rate 3 p/kWh scalable part (in Scalable elements of tariff components)
x6 = 3307. Unit rate 3 p/kWh (total) (in Summary of charges before revenue matching)
x7 = 3503. Fixed charge p/MPAN/day scalable part (in Scalable elements of tariff components)
x8 = 3307. Fixed charge p/MPAN/day (total) (in Summary of charges before revenue matching)
x9 = 3503. Capacity charge p/kVA/day scalable part (in Scalable elements of tariff components)
x10 = 3307. Capacity charge p/kVA/day (total) (in Summary of charges before revenue matching)
x11 = 3503. Reactive power charge p/kVArh scalable part (in Scalable elements of tariff components)
x12 = 3307. Reactive power charge p/kVArh (in Summary of charges before revenue matching)
Kind: | Calculation | Calculation | Calculation | Calculation | Calculation | Calculation
Formula: | =IF(x1,0-x2/x1,0) | =IF(x3,0-x4/x3,0) | =IF(x5,0-x6/x5,0) | =IF(x7,0-x8/x7,0) | =IF(x9,0-x10/x9,0) | =IF(x11,0-x12/x11,0)
| Scaler threshold for Unit rate 1 p/kWh | Scaler threshold for Unit rate 2 p/kWh | Scaler threshold for Unit rate 3 p/kWh | Scaler threshold for Fixed charge p/MPAN/day | Scaler threshold for Capacity charge p/kVA/day | Scaler threshold for Reactive power charge p/kVArh
Domestic Unrestricted | -57.9772 |  |  | 0
Domestic Two Rate | -54.3081 | 0 |  | 0
Domestic Off Peak (related MPAN) | -87.2306
Small Non Domestic Unrestricted | -57.9772 |  |  | 0
Small Non Domestic Two Rate | -58.9672 | 0 |  | 0
Small Non Domestic Off Peak (related MPAN) | -96.4177
LV Medium Non-Domestic | -58.52 | 0 |  | 0
LV Sub Medium Non-Domestic | -52.6153 | 0 |  | 0
HV Medium Non-Domestic | -28.2269 | 0 |  | 0
LV HH Metered | -38.1172 | 0 | 0 | 0 | 0 | -49.7559
LV Sub HH Metered | -31.5608 | 0 | 0 | 0 | 0 | -40.2939
HV HH Metered | -22.6204 | 0 | 0 | 0 | 0 | -27.5866
HV Sub HH Metered | -19.354 | 0 | 0 | 0 | 0 | -22.7435
NHH UMS category A | -101.6479
NHH UMS category B | -72.4353
NHH UMS category C | -60.7025
NHH UMS category D | -168.1606
LV UMS (Pseudo HH Metered) | -47.1157 | 0 | 0
LV Generation NHH | -57.9772 |  |  | 0
LV Sub Generation NHH | -52.1214 |  |  | 0
LV Generation Intermittent | -57.9772 |  |  | 0 |  | -73.2533
LV Generation Non-Intermittent | -43.814 | 0 | 0 | 0 |  | -73.2533
LV Sub Generation Intermittent | -52.1214 |  |  | 0 |  | -68.8016
LV Sub Generation Non-Intermittent | -39.7563 | 0 | 0 | 0 |  | -68.8016
HV Generation Intermittent | -37.3304 |  |  | 0 |  | -55.594
HV Generation Non-Intermittent | -29.4821 | 0 | 0 | 0 |  | -55.594
HV Sub Generation Intermittent | -30.1444 |  |  | 0 |  | -39.895
HV Sub Generation Non-Intermittent | -24.4823 | 0 | 0 | 0 |  | -39.895
3506. Constraint-free solution
Data sources:
Special calculation Special calculation
Constraint-free solution
Constraint-free solution | 23.8148
3507. Starting point
Data sources:
Special calculation Special calculation
Starting point
Starting point | -168.1606
3508. Solve for General scaler rate
Data sources:
x1 = 3507. Starting point
x2 = 3505. Scaler threshold for Unit rate 1 p/kWh (in Scaler value at which the minimum is breached)
x3 = 3504. Effect through Unit rate 1 p/kWh (in Marginal revenue effect of scaler)
x4 = Location (in Solve for General scaler rate)
x5 = Kink (in Solve for General scaler rate)
x6 = Ranking before tie break (in Solve for General scaler rate)
x7 = Counter (in Solve for General scaler rate)
x8 = Tie breaker (in Solve for General scaler rate)
x9 = Ranking (in Solve for General scaler rate)
x10 = Kink reordering (in Solve for General scaler rate)
x11 = Starting slopes (in Solve for General scaler rate)
x12 = New slope (in Solve for General scaler rate)
x13 = Location (ordered) (in Solve for General scaler rate)
x14 = Starting values (in Solve for General scaler rate)
x15 = 3403. Revenue shortfall (surplus) £ (in Revenue surplus or shortfall)
x16 = 3506. Constraint-free solution
x17 = Value (in Solve for General scaler rate)
Kind: | Special calculation | Special calculation | Special calculation | Special calculation | Special calculation | Fixed data | Calculation | Special calculation | Special calculation | Special calculation | Special calculation | Special calculation | Special calculation
Formula: | Special calculation | Special calculation | Special calculation | Special calculation | Special calculation |  | =x6*168+x7 | Special calculation | Special calculation | Special calculation | Special calculation | Special calculation | Special calculation
| Location | Kink | Starting slopes | Starting values | Ranking before tie break | Counter | Tie breaker | Ranking | Kink reordering | Location (ordered) | New slope | Value | Root
Starting point | -168.1606 |  |  |  |  | 0 | 0 |  |  | -168.1606 | 0 | -359331275.9177 | 23.8148
Kink 1 | -57.9772 | 1410349.3967 | 0 | -81768141.3923 | 13 | 1 | 2185 | 13 | 17 | -168.1606 | 728.5288 | -359331275.9177
Kink 2 | -54.3081 | 1042644.3463 | 0 | -56624022.5629 | 19 | 2 | 3194 | 19 | 14 | -101.6479 | 9937.7353 | -359282819.4644
Kink 3 | -87.2306 | 6929.1955 | 0 | -604437.647 | 4 | 3 | 675 | 4 | 6 | -96.4177 | 10088.6479 | -359230843.2618
Kink 4 | -57.9772 | 248678.5926 | 0 | -14417694.2006 | 13 | 4 | 2188 | 14 | 3 | -87.2306 | 17017.8433 | -359138157.5839
Kink 5 | -58.9672 | 394068.5959 | 0 | -23237114.0812 | 11 | 5 | 1853 | 11 | 161 | -73.2533 | 17017.8433 | -358900294.0946
Kink 6 | -96.4177 | 150.9126 | 0 | -14550.6457 | 3 | 6 | 510 | 3 | 162 | -73.2533 | 17017.8433 | -358900294.0946
Kink 7 | -58.52 | 175598.8518 | 0 | -10276047.9191 | 12 | 7 | 2023 | 12 | 15 | -72.4353 | 23151.3802 | -358886373.8736
Kink 8 | -52.6153 | 10.4013 | 0 | -547.2656 | 20 | 8 | 3368 | 20 | 163 | -68.8016 | 23151.3802 | -358802249.617
Kink 9 | -28.2269 | 5753.5639 | 0 | -162405.2381 | 35 | 9 | 5889 | 35 | 164 | -68.8016 | 23151.3802 | -358802249.617
Kink 10 | -38.1172 | 530269.9072 | 0 | -20212424.4564 | 30 | 10 | 5050 | 30 | 16 | -60.7025 | 23300.4859 | -358614742.5887
Kink 11 | -31.5608 | 4150.6145 | 0 | -130996.9165 | 32 | 11 | 5387 | 32 | 5 | -58.9672 | 417369.0818 | -358574309.826
Kink 12 | -22.6204 | 1109944.9046 | 0 | -25107406.2974 | 39 | 12 | 6564 | 39 | 7 | -58.52 | 592967.9336 | -358387677.8424
Kink 13 | -19.354 | 0 | 0 | 0 | 40 | 13 | 6733 | 40 | 1 | -57.9772 | 2003317.3303 | -358065817.9457
Kink 14 | -101.6479 | 9209.2064 | 0 | -936096.295 | 2 | 14 | 350 | 2 | 4 | -57.9772 | 2251995.9229 | -358065817.9457
Kink 15 | -72.4353 | 6133.5369 | 0 | -444284.5211 | 7 | 15 | 1191 | 7 | 19 | -57.9772 | 2251995.9229 | -358065817.9457
Kink 16 | -60.7025 | 149.1057 | 0 | -9051.0804 | 10 | 16 | 1696 | 10 | 21 | -57.9772 | 2251995.9229 | -358065817.9457
Kink 17 | -168.1606 | 728.5288 | 0 | -122509.8647 | 1 | 17 | 185 | 1 | 165 | -55.594 | 2251995.9229 | -352698877.7867
Kink 18 | -47.1157 | 70804.1399 | 0 | -3335987.7629 | 24 | 18 | 4050 | 24 | 166 | -55.594 | 2251995.9229 | -352698877.7867
Kink 19 | -57.9772 | 0 | 0 | 0 | 13 | 19 | 2203 | 15 | 2 | -54.3081 | 3294640.2691 | -349802944.5947
Kink 20 | -52.1214 | 0 | 0 | 0 | 21 | 20 | 3548 | 21 | 8 | -52.6153 | 3294650.6704 | -344225875.5221
Kink 21 | -57.9772 | 0 | 0 | 0 | 13 | 21 | 2205 | 16 | 20 | -52.1214 | 3294650.6704 | -342598494.4513
Kink 22 | -43.814 | 0 | 0 | 0 | 25 | 22 | 4222 | 25 | 23 | -52.1214 | 3294650.6704 | -342598494.4513
Kink 23 | -52.1214 | 0 | 0 | 0 | 21 | 23 | 3551 | 22 | 150 | -49.7559 | 3309962.2808 | -334805027.3386
Kink 24 | -39.7563 | 0 | 0 | 0 | 29 | 24 | 4896 | 29 | 18 | -47.1157 | 3380766.4207 | -326066179.2471
Kink 25 | -37.3304 | 0 | 0 | 0 | 31 | 25 | 5233 | 31 | 22 | -43.814 | 3380766.4207 | -314903762.8567
Kink 26 | -29.4821 | 0 | 0 | 0 | 34 | 26 | 5738 | 34 | 151 | -40.2939 | 3380807.4888 | -303003269.3403
Kink 27 | -30.1444 | 0 | 0 | 0 | 33 | 27 | 5571 | 33 | 167 | -39.895 | 3380807.4888 | -301654522.9165
Kink 28 | -24.4823 | 0 | 0 | 0 | 37 | 28 | 6244 | 37 | 168 | -39.895 | 3380807.4888 | -301654522.9165
Kink 29 | 0 | 0 | 0 | 0 | 41 | 29 | 6917 | 41 | 24 | -39.7563 | 3380807.4888 | -301185811.2355
Kink 30 | 0 | 0 | 0 | 0 | 41 | 30 | 6918 | 42 | 10 | -38.1172 | 3911077.396 | -295644338.1621
Kink 31 | 0 | 0 | 0 | 0 | 41 | 31 | 6919 | 43 | 25 | -37.3304 | 3911077.396 | -292566980.636
Kink 32 | 0 | 0 | 0 | 0 | 41 | 32 | 6920 | 44 | 11 | -31.5608 | 3915228.0105 | -270001789.57
Kink 33 | 0 | 0 | 0 | 0 | 41 | 33 | 6921 | 45 | 27 | -30.1444 | 3915228.0105 | -264456001.3328
Kink 34 | 0 | 0 | 0 | 0 | 41 | 34 | 6922 | 46 | 26 | -29.4821 | 3915228.0105 | -261862951.3357
Kink 35 | 0 | 0 | 0 | 0 | 41 | 35 | 6923 | 47 | 9 | -28.2269 | 3920981.5744 | -256948598.4804
Kink 36 | 0 | 0 | 0 | 0 | 41 | 36 | 6924 | 48 | 152 | -27.5866 | 3947318.7048 | -254438053.7167
Kink 37 | 0 | 0 | 0 | 0 | 41 | 37 | 6925 | 49 | 28 | -24.4823 | 3947318.7048 | -242184172.005
Kink 38 | 0 | 0 | 0 | 0 | 41 | 38 | 6926 | 50 | 153 | -22.7435 | 3947318.7048 | -235320621.5594
Kink 39 | 0 | 0 | 0 | 0 | 41 | 39 | 6927 | 51 | 12 | -22.6204 | 5057263.6094 | -234834873.0065
Kink 40 | 0 | 0 | 0 | 0 | 41 | 40 | 6928 | 52 | 13 | -19.354 | 5057263.6094 | -218315819.73
Kink 41 | 0 | 0 | 0 | 0 | 41 | 41 | 6929 | 53 | 29 | 0 | 5057263.6094 | -120437508.1737
Kink 42 | 0 | 0 | 0 | 0 | 41 | 42 | 6930 | 54 | 30 | 0 | 5057263.6094 | -120437508.1737
Kink 43 | 0 | 0 | 0 | 0 | 41 | 43 | 6931 | 55 | 31 | 0 | 5057263.6094 | -120437508.1737
Kink 44 | 0 | 0 | 0 | 0 | 41 | 44 | 6932 | 56 | 32 | 0 | 5057263.6094 | -120437508.1737
Kink 45 | 0 | 0 | 0 | 0 | 41 | 45 | 6933 | 57 | 33 | 0 | 5057263.6094 | -120437508.1737
Kink 46 | 0 | 0 | 0 | 0 | 41 | 46 | 6934 | 58 | 34 | 0 | 5057263.6094 | -120437508.1737
Kink 47 | 0 | 0 | 0 | 0 | 41 | 47 | 6935 | 59 | 35 | 0 | 5057263.6094 | -120437508.1737
Kink 48 | 0 | 0 | 0 | 0 | 41 | 48 | 6936 | 60 | 36 | 0 | 5057263.6094 | -120437508.1737
Kink 49 | 0 | 0 | 0 | 0 | 41 | 49 | 6937 | 61 | 37 | 0 | 5057263.6094 | -120437508.1737
Kink 50 | 0 | 0 | 0 | 0 | 41 | 50 | 6938 | 62 | 38 | 0 | 5057263.6094 | -120437508.1737
Kink 51 | 0 | 0 | 0 | 0 | 41 | 51 | 6939 | 63 | 39 | 0 | 5057263.6094 | -120437508.1737
Kink 52 | 0 | 0 | 0 | 0 | 41 | 52 | 6940 | 64 | 40 | 0 | 5057263.6094 | -120437508.1737
Kink 53 | 0 | 0 | 0 | 0 | 41 | 53 | 6941 | 65 | 41 | 0 | 5057263.6094 | -120437508.1737
Kink 54 | 0 | 0 | 0 | 0 | 41 | 54 | 6942 | 66 | 42 | 0 | 5057263.6094 | -120437508.1737
Kink 55 | 0 | 0 | 0 | 0 | 41 | 55 | 6943 | 67 | 43 | 0 | 5057263.6094 | -120437508.1737
Kink 56 | 0 | 0 | 0 | 0 | 41 | 56 | 6944 | 68 | 44 | 0 | 5057263.6094 | -120437508.1737
Kink 57 | 0 | 0 | 0 | 0 | 41 | 57 | 6945 | 69 | 45 | 0 | 5057263.6094 | -120437508.1737
Kink 58 | 0 | 0 | 0 | 0 | 41 | 58 | 6946 | 70 | 46 | 0 | 5057263.6094 | -120437508.1737
Kink 59 | 0 | 0 | 0 | 0 | 41 | 59 | 6947 | 71 | 47 | 0 | 5057263.6094 | -120437508.1737
Kink 60 | 0 | 0 | 0 | 0 | 41 | 60 | 6948 | 72 | 48 | 0 | 5057263.6094 | -120437508.1737
Kink 61 | 0 | 0 | 0 | 0 | 41 | 61 | 6949 | 73 | 49 | 0 | 5057263.6094 | -120437508.1737
Kink 62 | 0 | 0 | 0 | 0 | 41 | 62 | 6950 | 74 | 50 | 0 | 5057263.6094 | -120437508.1737
Kink 63 | 0 | 0 | 0 | 0 | 41 | 63 | 6951 | 75 | 51 | 0 | 5057263.6094 | -120437508.1737
Kink 64 | 0 | 0 | 0 | 0 | 41 | 64 | 6952 | 76 | 52 | 0 | 5057263.6094 | -120437508.1737
Kink 65 | 0 | 0 | 0 | 0 | 41 | 65 | 6953 | 77 | 53 | 0 | 5057263.6094 | -120437508.1737
Kink 66 | 0 | 0 | 0 | 0 | 41 | 66 | 6954 | 78 | 54 | 0 | 5057263.6094 | -120437508.1737
Kink 67 | 0 | 0 | 0 | 0 | 41 | 67 | 6955 | 79 | 55 | 0 | 5057263.6094 | -120437508.1737
Kink 68 | 0 | 0 | 0 | 0 | 41 | 68 | 6956 | 80 | 56 | 0 | 5057263.6094 | -120437508.1737
Kink 69 | 0 | 0 | 0 | 0 | 41 | 69 | 6957 | 81 | 57 | 0 | 5057263.6094 | -120437508.1737
Kink 70 | 0 | 0 | 0 | 0 | 41 | 70 | 6958 | 82 | 58 | 0 | 5057263.6094 | -120437508.1737
Kink 71 | 0 | 0 | 0 | 0 | 41 | 71 | 6959 | 83 | 59 | 0 | 5057263.6094 | -120437508.1737
Kink 72 | 0 | 0 | 0 | 0 | 41 | 72 | 6960 | 84 | 60 | 0 | 5057263.6094 | -120437508.1737
Kink 73 | 0 | 0 | 0 | 0 | 41 | 73 | 6961 | 85 | 61 | 0 | 5057263.6094 | -120437508.1737
Kink 74 | 0 | 0 | 0 | 0 | 41 | 74 | 6962 | 86 | 62 | 0 | 5057263.6094 | -120437508.1737
Kink 75 | 0 | 0 | 0 | 0 | 41 | 75 | 6963 | 87 | 63 | 0 | 5057263.6094 | -120437508.1737
Kink 76 | 0 | 0 | 0 | 0 | 41 | 76 | 6964 | 88 | 64 | 0 | 5057263.6094 | -120437508.1737
Kink 77 | 0 | 0 | 0 | 0 | 41 | 77 | 6965 | 89 | 65 | 0 | 5057263.6094 | -120437508.1737
Kink 78 | 0 | 0 | 0 | 0 | 41 | 78 | 6966 | 90 | 66 | 0 | 5057263.6094 | -120437508.1737
Kink 79 | 0 | 0 | 0 | 0 | 41 | 79 | 6967 | 91 | 67 | 0 | 5057263.6094 | -120437508.1737
Kink 80 | 0 | 0 | 0 | 0 | 41 | 80 | 6968 | 92 | 68 | 0 | 5057263.6094 | -120437508.1737
Kink 81 | 0 | 0 | 0 | 0 | 41 | 81 | 6969 | 93 | 69 | 0 | 5057263.6094 | -120437508.1737
Kink 82 | 0 | 0 | 0 | 0 | 41 | 82 | 6970 | 94 | 70 | 0 | 5057263.6094 | -120437508.1737
Kink 83 | 0 | 0 | 0 | 0 | 41 | 83 | 6971 | 95 | 71 | 0 | 5057263.6094 | -120437508.1737
Kink 84 | 0 | 0 | 0 | 0 | 41 | 84 | 6972 | 96 | 72 | 0 | 5057263.6094 | -120437508.1737
Kink 85 | 0 | 0 | 0 | 0 | 41 | 85 | 6973 | 97 | 73 | 0 | 5057263.6094 | -120437508.1737
Kink 86 | 0 | 0 | 0 | 0 | 41 | 86 | 6974 | 98 | 74 | 0 | 5057263.6094 | -120437508.1737
Kink 87 | 0 | 0 | 0 | 0 | 41 | 87 | 6975 | 99 | 75 | 0 | 5057263.6094 | -120437508.1737
Kink 88 | 0 | 0 | 0 | 0 | 41 | 88 | 6976 | 100 | 76 | 0 | 5057263.6094 | -120437508.1737
Kink 89 | 0 | 0 | 0 | 0 | 41 | 89 | 6977 | 101 | 77 | 0 | 5057263.6094 | -120437508.1737
Kink 90 | 0 | 0 | 0 | 0 | 41 | 90 | 6978 | 102 | 78 | 0 | 5057263.6094 | -120437508.1737
Kink 91 | 0 | 0 | 0 | 0 | 41 | 91 | 6979 | 103 | 79 | 0 | 5057263.6094 | -120437508.1737
Kink 92 | 0 | 0 | 0 | 0 | 41 | 92 | 6980 | 104 | 80 | 0 | 5057263.6094 | -120437508.1737
Kink 93 | 0 | 0 | 0 | 0 | 41 | 93 | 6981 | 105 | 81 | 0 | 5057263.6094 | -120437508.1737
Kink 94 | 0 | 0 | 0 | 0 | 41 | 94 | 6982 | 106 | 82 | 0 | 5057263.6094 | -120437508.1737
Kink 95 | 0 | 0 | 0 | 0 | 41 | 95 | 6983 | 107 | 83 | 0 | 5057263.6094 | -120437508.1737
Kink 96 | 0 | 0 | 0 | 0 | 41 | 96 | 6984 | 108 | 84 | 0 | 5057263.6094 | -120437508.1737
Kink 97 | 0 | 0 | 0 | 0 | 41 | 97 | 6985 | 109 | 85 | 0 | 5057263.6094 | -120437508.1737
Kink 98 | 0 | 0 | 0 | 0 | 41 | 98 | 6986 | 110 | 86 | 0 | 5057263.6094 | -120437508.1737
Kink 99 | 0 | 0 | 0 | 0 | 41 | 99 | 6987 | 111 | 87 | 0 | 5057263.6094 | -120437508.1737
Kink 100 | 0 | 0 | 0 | 0 | 41 | 100 | 6988 | 112 | 88 | 0 | 5057263.6094 | -120437508.1737
Kink 101 | 0 | 0 | 0 | 0 | 41 | 101 | 6989 | 113 | 89 | 0 | 5057263.6094 | -120437508.1737
Kink 102 | 0 | 0 | 0 | 0 | 41 | 102 | 6990 | 114 | 90 | 0 | 5057263.6094 | -120437508.1737
Kink 103 | 0 | 0 | 0 | 0 | 41 | 103 | 6991 | 115 | 91 | 0 | 5057263.6094 | -120437508.1737
Kink 104 | 0 | 0 | 0 | 0 | 41 | 104 | 6992 | 116 | 92 | 0 | 5057263.6094 | -120437508.1737
Kink 105 | 0 | 0 | 0 | 0 | 41 | 105 | 6993 | 117 | 93 | 0 | 5057263.6094 | -120437508.1737
Kink 106 | 0 | 0 | 0 | 0 | 41 | 106 | 6994 | 118 | 94 | 0 | 5057263.6094 | -120437508.1737
Kink 107 | 0 | 0 | 0 | 0 | 41 | 107 | 6995 | 119 | 95 | 0 | 5057263.6094 | -120437508.1737
Kink 108 | 0 | 0 | 0 | 0 | 41 | 108 | 6996 | 120 | 96 | 0 | 5057263.6094 | -120437508.1737
Kink 109 | 0 | 0 | 0 | 0 | 41 | 109 | 6997 | 121 | 97 | 0 | 5057263.6094 | -120437508.1737
Kink 110 | 0 | 0 | 0 | 0 | 41 | 110 | 6998 | 122 | 98 | 0 | 5057263.6094 | -120437508.1737
Kink 111 | 0 | 0 | 0 | 0 | 41 | 111 | 6999 | 123 | 99 | 0 | 5057263.6094 | -120437508.1737
Kink 112 | 0 | 0 | 0 | 0 | 41 | 112 | 7000 | 124 | 100 | 0 | 5057263.6094 | -120437508.1737
Kink 113 | 0 | 0 | 0 | 0 | 41 | 113 | 7001 | 125 | 101 | 0 | 5057263.6094 | -120437508.1737
Kink 114 | 0 | 0 | 0 | 0 | 41 | 114 | 7002 | 126 | 102 | 0 | 5057263.6094 | -120437508.1737
Kink 115 | 0 | 0 | 0 | 0 | 41 | 115 | 7003 | 127 | 103 | 0 | 5057263.6094 | -120437508.1737
Kink 116 | 0 | 0 | 0 | 0 | 41 | 116 | 7004 | 128 | 104 | 0 | 5057263.6094 | -120437508.1737
Kink 117 | 0 | 0 | 0 | 0 | 41 | 117 | 7005 | 129 | 105 | 0 | 5057263.6094 | -120437508.1737
Kink 118 | 0 | 0 | 0 | 0 | 41 | 118 | 7006 | 130 | 106 | 0 | 5057263.6094 | -120437508.1737
Kink 119 | 0 | 0 | 0 | 0 | 41 | 119 | 7007 | 131 | 107 | 0 | 5057263.6094 | -120437508.1737
Kink 120 | 0 | 0 | 0 | 0 | 41 | 120 | 7008 | 132 | 108 | 0 | 5057263.6094 | -120437508.1737
Kink 121 | 0 | 0 | 0 | 0 | 41 | 121 | 7009 | 133 | 109 | 0 | 5057263.6094 | -120437508.1737
Kink 122 | 0 | 0 | 0 | 0 | 41 | 122 | 7010 | 134 | 110 | 0 | 5057263.6094 | -120437508.1737
Kink 123 | 0 | 0 | 0 | 0 | 41 | 123 | 7011 | 135 | 111 | 0 | 5057263.6094 | -120437508.1737
Kink 124 | 0 | 0 | 0 | 0 | 41 | 124 | 7012 | 136 | 112 | 0 | 5057263.6094 | -120437508.1737
Kink 125 | 0 | 0 | 0 | 0 | 41 | 125 | 7013 | 137 | 113 | 0 | 5057263.6094 | -120437508.1737
Kink 126 | 0 | 0 | 0 | 0 | 41 | 126 | 7014 | 138 | 114 | 0 | 5057263.6094 | -120437508.1737
Kink 127 | 0 | 0 | 0 | 0 | 41 | 127 | 7015 | 139 | 115 | 0 | 5057263.6094 | -120437508.1737
Kink 128 | 0 | 0 | 0 | 0 | 41 | 128 | 7016 | 140 | 116 | 0 | 5057263.6094 | -120437508.1737
Kink 129 | 0 | 0 | 0 | 0 | 41 | 129 | 7017 | 141 | 117 | 0 | 5057263.6094 | -120437508.1737
Kink 130 | 0 | 0 | 0 | 0 | 41 | 130 | 7018 | 142 | 118 | 0 | 5057263.6094 | -120437508.1737
Kink 131 | 0 | 0 | 0 | 0 | 41 | 131 | 7019 | 143 | 119 | 0 | 5057263.6094 | -120437508.1737
Kink 132 | 0 | 0 | 0 | 0 | 41 | 132 | 7020 | 144 | 120 | 0 | 5057263.6094 | -120437508.1737
Kink 133 | 0 | 0 | 0 | 0 | 41 | 133 | 7021 | 145 | 121 | 0 | 5057263.6094 | -120437508.1737
Kink 134 | 0 | 0 | 0 | 0 | 41 | 134 | 7022 | 146 | 122 | 0 | 5057263.6094 | -120437508.1737
Kink 135 | 0 | 0 | 0 | 0 | 41 | 135 | 7023 | 147 | 123 | 0 | 5057263.6094 | -120437508.1737
Kink 136 | 0 | 0 | 0 | 0 | 41 | 136 | 7024 | 148 | 124 | 0 | 5057263.6094 | -120437508.1737
Kink 137 | 0 | 0 | 0 | 0 | 41 | 137 | 7025 | 149 | 125 | 0 | 5057263.6094 | -120437508.1737
Kink 138 | 0 | 0 | 0 | 0 | 41 | 138 | 7026 | 150 | 126 | 0 | 5057263.6094 | -120437508.1737
Kink 139 | 0 | 0 | 0 | 0 | 41 | 139 | 7027 | 151 | 127 | 0 | 5057263.6094 | -120437508.1737
Kink 140 | 0 | 0 | 0 | 0 | 41 | 140 | 7028 | 152 | 128 | 0 | 5057263.6094 | -120437508.1737
Kink 141 | 0 | 0 | 0 | 0 | 41 | 141 | 7029 | 153 | 129 | 0 | 5057263.6094 | -120437508.1737
Kink 142 | 0 | 0 | 0 | 0 | 41 | 142 | 7030 | 154 | 130 | 0 | 5057263.6094 | -120437508.1737
Kink 143 | 0 | 0 | 0 | 0 | 41 | 143 | 7031 | 155 | 131 | 0 | 5057263.6094 | -120437508.1737
Kink 144 | 0 | 0 | 0 | 0 | 41 | 144 | 7032 | 156 | 132 | 0 | 5057263.6094 | -120437508.1737
Kink 145 | 0 | 0 | 0 | 0 | 41 | 145 | 7033 | 157 | 133 | 0 | 5057263.6094 | -120437508.1737
Kink 146 | 0 | 0 | 0 | 0 | 41 | 146 | 7034 | 158 | 134 | 0 | 5057263.6094 | -120437508.1737
Kink 147 | 0 | 0 | 0 | 0 | 41 | 147 | 7035 | 159 | 135 | 0 | 5057263.6094 | -120437508.1737
Kink 148 | 0 | 0 | 0 | 0 | 41 | 148 | 7036 | 160 | 136 | 0 | 5057263.6094 | -120437508.1737
Kink 149 | 0 | 0 | 0 | 0 | 41 | 149 | 7037 | 161 | 137 | 0 | 5057263.6094 | -120437508.1737
Kink 150 | -49.7559 | 15311.6104 | 0 | -761842.6745 | 23 | 150 | 4014 | 23 | 138 | 0 | 5057263.6094 | -120437508.1737
Kink 151 | -40.2939 | 41.0681 | 0 | -1654.7942 | 26 | 151 | 4519 | 26 | 139 | 0 | 5057263.6094 | -120437508.1737
Kink 152 | -27.5866 | 26337.1304 | 0 | -726552.1283 | 36 | 152 | 6200 | 36 | 140 | 0 | 5057263.6094 | -120437508.1737
Kink 153 | -22.7435 | 0 | 0 | 0 | 38 | 153 | 6537 | 38 | 141 | 0 | 5057263.6094 | -120437508.1737
Kink 154 | 0 | 0 | 0 | 0 | 41 | 154 | 7042 | 162 | 142 | 0 | 5057263.6094 | -120437508.1737
Kink 155 | 0 | 0 | 0 | 0 | 41 | 155 | 7043 | 163 | 143 | 0 | 5057263.6094 | -120437508.1737
Kink 156 | 0 | 0 | 0 | 0 | 41 | 156 | 7044 | 164 | 144 | 0 | 5057263.6094 | -120437508.1737
Kink 157 | 0 | 0 | 0 | 0 | 41 | 157 | 7045 | 165 | 145 | 0 | 5057263.6094 | -120437508.1737
Kink 158 | 0 | 0 | 0 | 0 | 41 | 158 | 7046 | 166 | 146 | 0 | 5057263.6094 | -120437508.1737
Kink 159 | 0 | 0 | 0 | 0 | 41 | 159 | 7047 | 167 | 147 | 0 | 5057263.6094 | -120437508.1737
Kink 160 | 0 | 0 | 0 | 0 | 41 | 160 | 7048 | 168 | 148 | 0 | 5057263.6094 | -120437508.1737
Kink 161 | -73.2533 | 0 | 0 | 0 | 5 | 161 | 1001 | 5 | 149 | 0 | 5057263.6094 | -120437508.1737
Kink 162 | -73.2533 | 0 | 0 | 0 | 5 | 162 | 1002 | 6 | 154 | 0 | 5057263.6094 | -120437508.1737
Kink 163 | -68.8016 | 0 | 0 | 0 | 8 | 163 | 1507 | 8 | 155 | 0 | 5057263.6094 | -120437508.1737
Kink 164 | -68.8016 | 0 | 0 | 0 | 8 | 164 | 1508 | 9 | 156 | 0 | 5057263.6094 | -120437508.1737
Kink 165 | -55.594 | 0 | 0 | 0 | 17 | 165 | 3021 | 17 | 157 | 0 | 5057263.6094 | -120437508.1737
Kink 166 | -55.594 | 0 | 0 | 0 | 17 | 166 | 3022 | 18 | 158 | 0 | 5057263.6094 | -120437508.1737
Kink 167 | -39.895 | 0 | 0 | 0 | 27 | 167 | 4703 | 27 | 159 | 0 | 5057263.6094 | -120437508.1737
Kink 168 | -39.895 | 0 | 0 | 0 | 27 | 168 | 4704 | 28 | 160 | 0 | 5057263.6094 | -120437508.1737
3509. General scaler rate
Data sources:
x1 = 3508. Root (in Solve for General scaler rate)
Optimisation result =MIN(x1)
General scaler rate
General scaler rate | 23.8148
3510. Scaler
Data sources:
x1 = 2302. Load coefficient
x2 = 3503. Unit rate 1 p/kWh scalable part (in Scalable elements of tariff components)
x3 = 3509. General scaler rate
x4 = 3307. Unit rate 1 p/kWh (total) (in Summary of charges before revenue matching)
x5 = 3503. Unit rate 2 p/kWh scalable part (in Scalable elements of tariff components)
x6 = 3307. Unit rate 2 p/kWh (total) (in Summary of charges before revenue matching)
x7 = 3503. Unit rate 3 p/kWh scalable part (in Scalable elements of tariff components)
x8 = 3307. Unit rate 3 p/kWh (total) (in Summary of charges before revenue matching)
x9 = 3503. Fixed charge p/MPAN/day scalable part (in Scalable elements of tariff components)
x10 = 3307. Fixed charge p/MPAN/day (total) (in Summary of charges before revenue matching)
x11 = 3503. Capacity charge p/kVA/day scalable part (in Scalable elements of tariff components)
x12 = 3307. Capacity charge p/kVA/day (total) (in Summary of charges before revenue matching)
x13 = 3503. Reactive power charge p/kVArh scalable part (in Scalable elements of tariff components)
x14 = 3307. Reactive power charge p/kVArh (in Summary of charges before revenue matching)
x15 = 1010. Days in the charging year (in Financial and general assumptions)
x16 = Fixed charge p/MPAN/day scaler (in Scaler)
x17 = 2305. MPANs (in Equivalent volume for each end user)
x18 = Capacity charge p/kVA/day scaler (in Scaler)
x19 = 2305. Import capacity (kVA) (in Equivalent volume for each end user)
x20 = Unit rate 1 p/kWh scaler (in Scaler)
x21 = 2305. Rate 1 units (MWh) (in Equivalent volume for each end user)
x22 = Unit rate 2 p/kWh scaler (in Scaler)
x23 = 2305. Rate 2 units (MWh) (in Equivalent volume for each end user)
x24 = Unit rate 3 p/kWh scaler (in Scaler)
x25 = 2305. Rate 3 units (MWh) (in Equivalent volume for each end user)
x26 = Reactive power charge p/kVArh scaler (in Scaler)
x27 = 2305. Reactive power units (MVArh) (in Equivalent volume for each end user)
Kind: | Calculation | Calculation | Calculation | Calculation | Calculation | Calculation | Calculation
Formula: | =IF(x1<0,0,IF(x2*x3+x4>0,x2*x3,0-x4)) | =IF(x1<0,0,IF(x5*x3+x6>0,x5*x3,0-x6)) | =IF(x1<0,0,IF(x7*x3+x8>0,x7*x3,0-x8)) | =IF(x1<0,0,IF(x9*x3+x10>0,x9*x3,0-x10)) | =IF(x1<0,0,IF(x11*x3+x12>0,x11*x3,0-x12)) | =IF(x1<0,0,IF(x13*x3+x14>0,x13*x3,0-x14)) | =0.01*x15*(x16*x17+x18*x19)+10*(x20*x21+x22*x23+x24*x25+x26*x27)
| Unit rate 1 p/kWh scaler | Unit rate 2 p/kWh scaler | Unit rate 3 p/kWh scaler | Fixed charge p/MPAN/day scaler | Capacity charge p/kVA/day scaler | Reactive power charge p/kVArh scaler | Net revenues by tariff from scaler
Domestic Unrestricted | 0.67385 | 0 | 0 | 0 | 0 | 0 | 33587129.3474
Domestic Two Rate | 0.83165 | 0 | 0 | 0 | 0 | 0 | 24830322.6164
Domestic Off Peak (related MPAN) | 0.10442 | 0 | 0 | 0 | 0 | 0 | 165017.112
Small Non Domestic Unrestricted | 0.52469 | 0 | 0 | 0 | 0 | 0 | 5922220.4609
Small Non Domestic Two Rate | 0.55463 | 0 | 0 | 0 | 0 | 0 | 9384648.1819
Small Non Domestic Off Peak (related MPAN) | 0.056311 | 0 | 0 | 0 | 0 | 0 | 3593.9473
LV Medium Non-Domestic | 0.57401 | 0 | 0 | 0 | 0 | 0 | 4181844.1325
LV Sub Medium Non-Domestic | 0.64354 | 0 | 0 | 0 | 0 | 0 | 247.7035
HV Medium Non-Domestic | 0.56932 | 0 | 0 | 0 | 0 | 0 | 137019.7301
LV HH Metered | 3.9184 | 0 | 0 | 0 | 0 | 0.11788 | 12992891.7218
LV Sub HH Metered | 3.766 | 0 | 0 | 0 | 0 | 0.11197 | 99823.9069
HV HH Metered | 3.3302 | 0 | 0 | 0 | 0 | 0.091327 | 27060281.4968
HV Sub HH Metered | 3.1297 | 0 | 0 | 0 | 0 | 0.089757 | 0
NHH UMS category A | 0.36792 | 0 | 0 | 0 | 0 | 0 | 219315.0208
NHH UMS category B | 0.62946 | 0 | 0 | 0 | 0 | 0 | 146068.6961
NHH UMS category C | 1.2077 | 0 | 0 | 0 | 0 | 0 | 3550.9154
NHH UMS category D | 0.19356 | 0 | 0 | 0 | 0 | 0 | 17349.738
LV UMS (Pseudo HH Metered) | 12.3959 | 0 | 0 | 0 | 0 | 0 | 1686183.4461
LV Generation NHH | 0 | 0 | 0 | 0 | 0 | 0 | 0
LV Sub Generation NHH | 0 | 0 | 0 | 0 | 0 | 0 | 0
LV Generation Intermittent | 0 | 0 | 0 | 0 | 0 | 0 | 0
LV Generation Non-Intermittent | 0 | 0 | 0 | 0 | 0 | 0 | 0
LV Sub Generation Intermittent | 0 | 0 | 0 | 0 | 0 | 0 | 0
LV Sub Generation Non-Intermittent | 0 | 0 | 0 | 0 | 0 | 0 | 0
HV Generation Intermittent | 0 | 0 | 0 | 0 | 0 | 0 | 0
HV Generation Non-Intermittent | 0 | 0 | 0 | 0 | 0 | 0 | 0
HV Sub Generation Intermittent | 0 | 0 | 0 | 0 | 0 | 0 | 0
HV Sub Generation Non-Intermittent | 0 | 0 | 0 | 0 | 0 | 0 | 0

## Adjust
Tariff component adjustment and rounding for WPD East Midlands in 2013/14 (April Tariffs 2013/14)
3601. Tariffs before rounding
Data sources:
x1 = 3307. Unit rate 1 p/kWh (total) (in Summary of charges before revenue matching)
x2 = 3510. Unit rate 1 p/kWh scaler (in Scaler)
x3 = 3307. Unit rate 2 p/kWh (total) (in Summary of charges before revenue matching)
x4 = 3510. Unit rate 2 p/kWh scaler (in Scaler)
x5 = 3307. Unit rate 3 p/kWh (total) (in Summary of charges before revenue matching)
x6 = 3510. Unit rate 3 p/kWh scaler (in Scaler)
x7 = 3307. Fixed charge p/MPAN/day (total) (in Summary of charges before revenue matching)
x8 = 3510. Fixed charge p/MPAN/day scaler (in Scaler)
x9 = 3307. Capacity charge p/kVA/day (total) (in Summary of charges before revenue matching)
x10 = 3510. Capacity charge p/kVA/day scaler (in Scaler)
x11 = 3307. Reactive power charge p/kVArh (in Summary of charges before revenue matching)
x12 = 3510. Reactive power charge p/kVArh scaler (in Scaler)
Kind: | Calculation | Calculation | Calculation | Calculation | Calculation | Calculation
Formula: | =x1+x2 | =x3+x4 | =x5+x6 | =x7+x8 | =x9+x10 | =x11+x12
| Unit rate 1 p/kWh | Unit rate 2 p/kWh | Unit rate 3 p/kWh | Fixed charge p/MPAN/day | Capacity charge p/kVA/day | Reactive power charge p/kVArh
Domestic Unrestricted | 2.3144 |  |  | 2.9744
Domestic Two Rate | 2.7282 | 0.053717 |  | 2.9744
Domestic Off Peak (related MPAN) | 0.48689
Small Non Domestic Unrestricted | 1.802 |  |  | 5.5854
Small Non Domestic Two Rate | 1.9279 | 0.042475 |  | 5.5854
Small Non Domestic Off Peak (related MPAN) | 0.2843
LV Medium Non-Domestic | 1.9845 | 0.040854 |  | 29.7408
LV Sub Medium Non-Domestic | 2.0654 | 0.039213 |  | 3.8618
HV Medium Non-Domestic | 1.2441 | 0.011109 |  | 270.8091
LV HH Metered | 10.19 | 0.48899 | 0.030432 | 8.8613 | 2.4038 | 0.36416
LV Sub HH Metered | 8.757 | 0.35497 | 0.020728 | 6.5082 | 3.1569 | 0.30143
HV HH Metered | 6.4933 | 0.18168 | 0.0087593 | 66.3131 | 4.0497 | 0.19712
HV Sub HH Metered | 5.6731 | 0.11912 | 0.0042657 | 66.3131 | 3.6191 | 0.17548
NHH UMS category A | 1.9383
NHH UMS category B | 2.544
NHH UMS category C | 4.2861
NHH UMS category D | 1.5603
LV UMS (Pseudo HH Metered) | 36.9204 | 1.2151 | 0.65209
LV Generation NHH | -0.73994 |  |  | 0
LV Sub Generation NHH | -0.63188 |  |  | 0
LV Generation Intermittent | -0.73994 |  |  | 0 |  | 0.25815
LV Generation Non-Intermittent | -6.2559 | -0.51456 | -0.033094 | 0 |  | 0.25815
LV Sub Generation Intermittent | -0.63188 |  |  | 0 |  | 0.23032
LV Sub Generation Non-Intermittent | -5.3922 | -0.42775 | -0.026913 | 0 |  | 0.23032
HV Generation Intermittent | -0.44618 |  |  | 32.589 |  | 0.18347
HV Generation Non-Intermittent | -3.9422 | -0.27048 | -0.015368 | 32.589 |  | 0.18347
HV Sub Generation Intermittent | -0.35409 |  |  | 32.589 |  | 0.1294
HV Sub Generation Non-Intermittent | -3.2174 | -0.19387 | -0.0098044 | 32.589 |  | 0.1294
3602. Decimal places
| Unit rate 1 p/kWh | Unit rate 2 p/kWh | Unit rate 3 p/kWh | Fixed charge p/MPAN/day | Capacity charge p/kVA/day | Reactive power charge p/kVArh
Decimal places | 3 | 3 | 3 | 2 | 2 | 3
3603. Tariff rounding
Data sources:
x1 = 3601. Unit rate 1 p/kWh before rounding (in Tariffs before rounding)
x2 = 3602. Unit rate 1 p/kWh decimal places (in Decimal places)
x3 = 3601. Unit rate 2 p/kWh before rounding (in Tariffs before rounding)
x4 = 3602. Unit rate 2 p/kWh decimal places (in Decimal places)
x5 = 3601. Unit rate 3 p/kWh before rounding (in Tariffs before rounding)
x6 = 3602. Unit rate 3 p/kWh decimal places (in Decimal places)
x7 = 3601. Fixed charge p/MPAN/day before rounding (in Tariffs before rounding)
x8 = 3602. Fixed charge p/MPAN/day decimal places (in Decimal places)
x9 = 3601. Capacity charge p/kVA/day before rounding (in Tariffs before rounding)
x10 = 3602. Capacity charge p/kVA/day decimal places (in Decimal places)
x11 = 3601. Reactive power charge p/kVArh before rounding (in Tariffs before rounding)
x12 = 3602. Reactive power charge p/kVArh decimal places (in Decimal places)
Kind: | Calculation | Calculation | Calculation | Calculation | Calculation | Calculation
Formula: | =ROUND(x1,x2)-x1 | =ROUND(x3,x4)-x3 | =ROUND(x5,x6)-x5 | =ROUND(x7,x8)-x7 | =ROUND(x9,x10)-x9 | =ROUND(x11,x12)-x11
| Unit rate 1 p/kWh | Unit rate 2 p/kWh | Unit rate 3 p/kWh | Fixed charge p/MPAN/day | Capacity charge p/kVA/day | Reactive power charge p/kVArh
Domestic Unrestricted | -0.00035816 |  |  | -0.0044073
Domestic Two Rate | -0.00017365 | 0.00028304 |  | -0.0044073
Domestic Off Peak (related MPAN) | 0.00010679
Small Non Domestic Unrestricted | -4.8167e-05 |  |  | 0.0046103
Small Non Domestic Two Rate | 5.6684e-05 | -0.00047491 |  | 0.0046103
Small Non Domestic Off Peak (related MPAN) | -0.00029571
LV Medium Non-Domestic | 0.00048494 | 0.00014619 |  | -0.00081117
LV Sub Medium Non-Domestic | -0.00036534 | -0.00021295 |  | -0.0018347
HV Medium Non-Domestic | -0.00011066 | -0.00010858 |  | 0.00091301
LV HH Metered | 1.3981e-06 | 1.4729e-05 | -0.00043166 | -0.0013456 | -0.0038138 | -0.00015926
LV Sub HH Metered | 6.9234e-06 | 2.5626e-05 | 0.00027244 | 0.0017505 | 0.0030993 | -0.00042991
HV HH Metered | -0.00031196 | 0.00032171 | 0.00024066 | -0.0030622 | 0.00029737 | -0.00011857
HV Sub HH Metered | -0.00013643 | -0.00011631 | -0.00026566 | -0.0030622 | 0.00090524 | -0.00047609
NHH UMS category A | -0.00028226
NHH UMS category B | -4.4466e-05
NHH UMS category C | -0.00013558
NHH UMS category D | -0.00028979
LV UMS (Pseudo HH Metered) | -0.00038588 | -6.3579e-05 | -9.4383e-05
LV Generation NHH | -6.2383e-05 |  |  | 0
LV Sub Generation NHH | -0.0001176 |  |  | 0
LV Generation Intermittent | -6.2383e-05 |  |  | 0 |  | -0.00014758
LV Generation Non-Intermittent | -5.8256e-05 | -0.00043808 | 9.3515e-05 | 0 |  | -0.00014758
LV Sub Generation Intermittent | -0.0001176 |  |  | 0 |  | -0.00031514
LV Sub Generation Non-Intermittent | 0.00023866 | -0.00025422 | -8.706e-05 | 0 |  | -0.00031514
HV Generation Intermittent | 0.00017507 |  |  | 0.0010266 |  | -0.00047382
HV Generation Non-Intermittent | 0.0002403 | 0.00047762 | 0.0003682 | 0.0010266 |  | -0.00047382
HV Sub Generation Intermittent | 9.3257e-05 |  |  | 0.0010266 |  | -0.00039957
HV Sub Generation Non-Intermittent | 0.00039961 | -0.00013299 | -0.00019565 | 0.0010266 |  | -0.00039957
3604. All the way tariffs
Data sources:
x1 = 3601. Unit rate 1 p/kWh before rounding (in Tariffs before rounding)
x2 = 3603. Unit rate 1 p/kWh rounding (in Tariff rounding)
x3 = 3601. Unit rate 2 p/kWh before rounding (in Tariffs before rounding)
x4 = 3603. Unit rate 2 p/kWh rounding (in Tariff rounding)
x5 = 3601. Unit rate 3 p/kWh before rounding (in Tariffs before rounding)
x6 = 3603. Unit rate 3 p/kWh rounding (in Tariff rounding)
x7 = 3601. Fixed charge p/MPAN/day before rounding (in Tariffs before rounding)
x8 = 3603. Fixed charge p/MPAN/day rounding (in Tariff rounding)
x9 = 3601. Capacity charge p/kVA/day before rounding (in Tariffs before rounding)
x10 = 3603. Capacity charge p/kVA/day rounding (in Tariff rounding)
x11 = 3601. Reactive power charge p/kVArh before rounding (in Tariffs before rounding)
x12 = 3603. Reactive power charge p/kVArh rounding (in Tariff rounding)
Kind: | Calculation | Calculation | Calculation | Calculation | Calculation | Calculation
Formula: | =x1+x2 | =x3+x4 | =x5+x6 | =x7+x8 | =x9+x10 | =x11+x12
| Unit rate 1 p/kWh | Unit rate 2 p/kWh | Unit rate 3 p/kWh | Fixed charge p/MPAN/day | Capacity charge p/kVA/day | Reactive power charge p/kVArh
Domestic Unrestricted | 2.314 |  |  | 2.97
Domestic Two Rate | 2.728 | 0.054 |  | 2.97
Domestic Off Peak (related MPAN) | 0.487
Small Non Domestic Unrestricted | 1.802 |  |  | 5.59
Small Non Domestic Two Rate | 1.928 | 0.042 |  | 5.59
Small Non Domestic Off Peak (related MPAN) | 0.284
LV Medium Non-Domestic | 1.985 | 0.041 |  | 29.74
LV Sub Medium Non-Domestic | 2.065 | 0.039 |  | 3.86
HV Medium Non-Domestic | 1.244 | 0.011 |  | 270.81
LV HH Metered | 10.19 | 0.489 | 0.03 | 8.86 | 2.4 | 0.364
LV Sub HH Metered | 8.757 | 0.355 | 0.021 | 6.51 | 3.16 | 0.301
HV HH Metered | 6.493 | 0.182 | 0.009 | 66.31 | 4.05 | 0.197
HV Sub HH Metered | 5.673 | 0.119 | 0.004 | 66.31 | 3.62 | 0.175
NHH UMS category A | 1.938
NHH UMS category B | 2.544
NHH UMS category C | 4.286
NHH UMS category D | 1.56
LV UMS (Pseudo HH Metered) | 36.92 | 1.215 | 0.652
LV Generation NHH | -0.74 |  |  | 0
LV Sub Generation NHH | -0.632 |  |  | 0
LV Generation Intermittent | -0.74 |  |  | 0 |  | 0.258
LV Generation Non-Intermittent | -6.256 | -0.515 | -0.033 | 0 |  | 0.258
LV Sub Generation Intermittent | -0.632 |  |  | 0 |  | 0.23
LV Sub Generation Non-Intermittent | -5.392 | -0.428 | -0.027 | 0 |  | 0.23
HV Generation Intermittent | -0.446 |  |  | 32.59 |  | 0.183
HV Generation Non-Intermittent | -3.942 | -0.27 | -0.015 | 32.59 |  | 0.183
HV Sub Generation Intermittent | -0.354 |  |  | 32.59 |  | 0.129
HV Sub Generation Non-Intermittent | -3.217 | -0.194 | -0.01 | 32.59 |  | 0.129
3605. Net revenues by tariff from rounding
Data sources:
x1 = 1010. Days in the charging year (in Financial and general assumptions)
x2 = 3603. Fixed charge p/MPAN/day rounding (in Tariff rounding)
x3 = 2305. MPANs (in Equivalent volume for each end user)
x4 = 3603. Capacity charge p/kVA/day rounding (in Tariff rounding)
x5 = 2305. Import capacity (kVA) (in Equivalent volume for each end user)
x6 = 3603. Unit rate 1 p/kWh rounding (in Tariff rounding)
x7 = 2305. Rate 1 units (MWh) (in Equivalent volume for each end user)
x8 = 3603. Unit rate 2 p/kWh rounding (in Tariff rounding)
x9 = 2305. Rate 2 units (MWh) (in Equivalent volume for each end user)
x10 = 3603. Unit rate 3 p/kWh rounding (in Tariff rounding)
x11 = 2305. Rate 3 units (MWh) (in Equivalent volume for each end user)
x12 = 3603. Reactive power charge p/kVArh rounding (in Tariff rounding)
x13 = 2305. Reactive power units (MVArh) (in Equivalent volume for each end user)
Calculation =0.01*x1*(x2*x3+x4*x5)+10*(x6*x7+x8*x9+x10*x11+x12*x13)
Net revenues by tariff from rounding
Domestic Unrestricted | -41290.2097
Domestic Two Rate | -16369.4742
Domestic Off Peak (related MPAN) | 168.7705
Small Non Domestic Unrestricted | 1011.8117
Small Non Domestic Two Rate | 233.8261
Small Non Domestic Off Peak (related MPAN) | -18.8734
LV Medium Non-Domestic | 3786.316
LV Sub Medium Non-Domestic | -0.18052
HV Medium Non-Domestic | -33.4392
LV HH Metered | -27671.1974
LV Sub HH Metered | 280.4837
HV HH Metered | 19353.6866
HV Sub HH Metered | 0
NHH UMS category A | -168.2525
NHH UMS category B | -10.3185
NHH UMS category C | -0.39863
NHH UMS category D | -25.9755
LV UMS (Pseudo HH Metered) | -294.2047
LV Generation NHH | -0.36415
LV Sub Generation NHH | 0
LV Generation Intermittent | -0.64163
LV Generation Non-Intermittent | -2.308
LV Sub Generation Intermittent | -0.00027228
LV Sub Generation Non-Intermittent | -20.2222
HV Generation Intermittent | 5.1602
HV Generation Non-Intermittent | 2194.1808
HV Sub Generation Intermittent | 0
HV Sub Generation Non-Intermittent | 0
3606. Revenue forecast summary
Data sources:
x1 = 3403. Total net revenues before matching (£) (in Revenue surplus or shortfall)
x2 = 3510. Net revenues by tariff from scaler (in Scaler)
x3 = 3605. Net revenues by tariff from rounding
x4 = Total net revenues before matching (£) (in Revenue forecast summary)
x5 = Total net revenues from scaler (£) (in Revenue forecast summary)
x6 = Total net revenues from rounding (£) (in Revenue forecast summary)
x7 = Total net revenues (£) (in Revenue forecast summary)
x8 = 3402. Target Revenue (£/year)
Kind: | Copy cells | Cell summation | Cell summation | Calculation | Calculation
Formula: | =x1 | =SUM(x2) | =SUM(x3) | =x4+x5+x6 | =x7-x8
| Total net revenues before matching (£) | Total net revenues from scaler (£) | Total net revenues from rounding (£) | Total net revenues (£) | Deviation from target revenue (£)
Revenue forecast summary | 336269477.6776 | 120437508.1737 | -58871.8248 | 456648114.0266 | -58871.8248
3607. Tariffs
Data sources:
x1 = 3604. Unit rate 1 p/kWh (in All the way tariffs)
x2 = 2304. Discount for each tariff (except for fixed charges) (in LDNO discounts and volumes adjusted for discount)
x3 = 3604. Unit rate 2 p/kWh (in All the way tariffs)
x4 = 3604. Unit rate 3 p/kWh (in All the way tariffs)
x5 = 3604. Fixed charge p/MPAN/day (in All the way tariffs)
x6 = 2304. Discount for each tariff for fixed charges only (in LDNO discounts and volumes adjusted for discount)
x7 = 3604. Capacity charge p/kVA/day (in All the way tariffs)
x8 = 3604. Reactive power charge p/kVArh (in All the way tariffs)
Kind: | Calculation | Calculation | Calculation | Calculation | Calculation | Calculation
Formula: | =ROUND(x1*(1-x2),3) | =ROUND(x3*(1-x2),3) | =ROUND(x4*(1-x2),3) | =ROUND(x5*(1-x6),2) | =ROUND(x7*(1-x2),2) | =ROUND(x8*(1-x2),3)
| Unit rate 1 p/kWh | Unit rate 2 p/kWh | Unit rate 3 p/kWh | Fixed charge p/MPAN/day | Capacity charge p/kVA/day | Reactive power charge p/kVArh
> Domestic Unrestricted
Domestic Unrestricted | 2.314 | 0 | 0 | 2.97 | 0 | 0
LDNO LV: Domestic Unrestricted | 1.656 | 0 | 0 | 2.13 | 0 | 0
LDNO HV: Domestic Unrestricted | 1.227 | 0 | 0 | 1.58 | 0 | 0
> Domestic Two Rate
Domestic Two Rate | 2.728 | 0.054 | 0 | 2.97 | 0 | 0
LDNO LV: Domestic Two Rate | 1.953 | 0.039 | 0 | 2.13 | 0 | 0
LDNO HV: Domestic Two Rate | 1.447 | 0.029 | 0 | 1.58 | 0 | 0
> Domestic Off Peak (related MPAN)
Domestic Off Peak (related MPAN) | 0.487 | 0 | 0 | 0 | 0 | 0
LDNO LV: Domestic Off Peak (related MPAN) | 0.349 | 0 | 0 | 0 | 0 | 0
LDNO HV: Domestic Off Peak (related MPAN) | 0.258 | 0 | 0 | 0 | 0 | 0
> Small Non Domestic Unrestricted
Small Non Domestic Unrestricted | 1.802 | 0 | 0 | 5.59 | 0 | 0
LDNO LV: Small Non Domestic Unrestricted | 1.29 | 0 | 0 | 4 | 0 | 0
LDNO HV: Small Non Domestic Unrestricted | 0.956 | 0 | 0 | 2.97 | 0 | 0
> Small Non Domestic Two Rate
Small Non Domestic Two Rate | 1.928 | 0.042 | 0 | 5.59 | 0 | 0
LDNO LV: Small Non Domestic Two Rate | 1.38 | 0.03 | 0 | 4 | 0 | 0
LDNO HV: Small Non Domestic Two Rate | 1.023 | 0.022 | 0 | 2.97 | 0 | 0
> Small Non Domestic Off Peak (related MPAN)
Small Non Domestic Off Peak (related MPAN) | 0.284 | 0 | 0 | 0 | 0 | 0
LDNO LV: Small Non Domestic Off Peak (related MPAN) | 0.203 | 0 | 0 | 0 | 0 | 0
LDNO HV: Small Non Domestic Off Peak (related MPAN) | 0.151 | 0 | 0 | 0 | 0 | 0
> LV Medium Non-Domestic
LV Medium Non-Domestic | 1.985 | 0.041 | 0 | 29.74 | 0 | 0
LDNO LV: LV Medium Non-Domestic | 1.421 | 0.029 | 0 | 21.29 | 0 | 0
LDNO HV: LV Medium Non-Domestic | 1.053 | 0.022 | 0 | 15.77 | 0 | 0
> LV Sub Medium Non-Domestic
LV Sub Medium Non-Domestic | 2.065 | 0.039 | 0 | 3.86 | 0 | 0
> HV Medium Non-Domestic
HV Medium Non-Domestic | 1.244 | 0.011 | 0 | 270.81 | 0 | 0
> LV HH Metered
LV HH Metered | 10.19 | 0.489 | 0.03 | 8.86 | 2.4 | 0.364
LDNO LV: LV HH Metered | 7.294 | 0.35 | 0.021 | 6.34 | 1.72 | 0.261
LDNO HV: LV HH Metered | 5.405 | 0.259 | 0.016 | 4.7 | 1.27 | 0.193
> LV Sub HH Metered
LV Sub HH Metered | 8.757 | 0.355 | 0.021 | 6.51 | 3.16 | 0.301
LDNO HV: LV Sub HH Metered | 6.575 | 0.267 | 0.016 | 4.89 | 2.37 | 0.226
> HV HH Metered
HV HH Metered | 6.493 | 0.182 | 0.009 | 66.31 | 4.05 | 0.197
LDNO HV: HV HH Metered | 5.482 | 0.154 | 0.008 | 55.98 | 3.42 | 0.166
> HV Sub HH Metered
HV Sub HH Metered | 5.673 | 0.119 | 0.004 | 66.31 | 3.62 | 0.175
> NHH UMS category A
NHH UMS category A | 1.938 | 0 | 0 | 0 | 0 | 0
LDNO LV: NHH UMS category A | 1.387 | 0 | 0 | 0 | 0 | 0
LDNO HV: NHH UMS category A | 1.028 | 0 | 0 | 0 | 0 | 0
> NHH UMS category B
NHH UMS category B | 2.544 | 0 | 0 | 0 | 0 | 0
LDNO LV: NHH UMS category B | 1.821 | 0 | 0 | 0 | 0 | 0
LDNO HV: NHH UMS category B | 1.349 | 0 | 0 | 0 | 0 | 0
> NHH UMS category C
NHH UMS category C | 4.286 | 0 | 0 | 0 | 0 | 0
LDNO LV: NHH UMS category C | 3.068 | 0 | 0 | 0 | 0 | 0
LDNO HV: NHH UMS category C | 2.273 | 0 | 0 | 0 | 0 | 0
> NHH UMS category D
NHH UMS category D | 1.56 | 0 | 0 | 0 | 0 | 0
LDNO LV: NHH UMS category D | 1.117 | 0 | 0 | 0 | 0 | 0
LDNO HV: NHH UMS category D | 0.827 | 0 | 0 | 0 | 0 | 0
> LV UMS (Pseudo HH Metered)
LV UMS (Pseudo HH Metered) | 36.92 | 1.215 | 0.652 | 0 | 0 | 0
LDNO LV: LV UMS (Pseudo HH Metered) | 26.426 | 0.87 | 0.467 | 0 | 0 | 0
LDNO HV: LV UMS (Pseudo HH Metered) | 19.583 | 0.644 | 0.346 | 0 | 0 | 0
> LV Generation NHH
LV Generation NHH | -0.74 | 0 | 0 | 0 | 0 | 0
LDNO LV: LV Generation NHH | -0.74 | 0 | 0 | 0 | 0 | 0
LDNO HV: LV Generation NHH | -0.74 | 0 | 0 | 0 | 0 | 0
> LV Sub Generation NHH
LV Sub Generation NHH | -0.632 | 0 | 0 | 0 | 0 | 0
LDNO HV: LV Sub Generation NHH | -0.632 | 0 | 0 | 0 | 0 | 0
> LV Generation Intermittent
LV Generation Intermittent | -0.74 | 0 | 0 | 0 | 0 | 0.258
LDNO LV: LV Generation Intermittent | -0.74 | 0 | 0 | 0 | 0 | 0.258
LDNO HV: LV Generation Intermittent | -0.74 | 0 | 0 | 0 | 0 | 0.258
> LV Generation Non-Intermittent
LV Generation Non-Intermittent | -6.256 | -0.515 | -0.033 | 0 | 0 | 0.258
LDNO LV: LV Generation Non-Intermittent | -6.256 | -0.515 | -0.033 | 0 | 0 | 0.258
LDNO HV: LV Generation Non-Intermittent | -6.256 | -0.515 | -0.033 | 0 | 0 | 0.258
> LV Sub Generation Intermittent
LV Sub Generation Intermittent | -0.632 | 0 | 0 | 0 | 0 | 0.23
LDNO HV: LV Sub Generation Intermittent | -0.632 | 0 | 0 | 0 | 0 | 0.23
> LV Sub Generation Non-Intermittent
LV Sub Generation Non-Intermittent | -5.392 | -0.428 | -0.027 | 0 | 0 | 0.23
LDNO HV: LV Sub Generation Non-Intermittent | -5.392 | -0.428 | -0.027 | 0 | 0 | 0.23
> HV Generation Intermittent
HV Generation Intermittent | -0.446 | 0 | 0 | 32.59 | 0 | 0.183
LDNO HV: HV Generation Intermittent | -0.446 | 0 | 0 | 0 | 0 | 0.183
> HV Generation Non-Intermittent
HV Generation Non-Intermittent | -3.942 | -0.27 | -0.015 | 32.59 | 0 | 0.183
LDNO HV: HV Generation Non-Intermittent | -3.942 | -0.27 | -0.015 | 0 | 0 | 0.183
> HV Sub Generation Intermittent
HV Sub Generation Intermittent | -0.354 | 0 | 0 | 32.59 | 0 | 0.129
> HV Sub Generation Non-Intermittent
HV Sub Generation Non-Intermittent | -3.217 | -0.194 | -0.01 | 32.59 | 0 | 0.129

## Tariffs
Tariffs for WPD East Midlands in 2013/14 (April Tariffs 2013/14)
3701. Tariffs
Data sources:
x1 = 3607. Unit rate 1 p/kWh (in Tariffs)
x2 = 3607. Unit rate 2 p/kWh (in Tariffs)
x3 = 3607. Unit rate 3 p/kWh (in Tariffs)
x4 = 3607. Fixed charge p/MPAN/day (in Tariffs)
x5 = 3607. Capacity charge p/kVA/day (in Tariffs)
x6 = 3607. Reactive power charge p/kVArh (in Tariffs)
Kind: | Input data | Fixed data | Copy cells | Copy cells | Copy cells | Copy cells | Copy cells | Copy cells | Input data
Formula: |  |  | = x1 | = x2 | = x3 | = x4 | = x5 | = x6
| Open LLFCs | PCs | Unit rate 1 p/kWh | Unit rate 2 p/kWh | Unit rate 3 p/kWh | Fixed charge p/MPAN/day | Capacity charge p/kVA/day | Reactive power charge p/kVArh | Closed LLFCs
Domestic Unrestricted | 1 | 1 | 2.314 | 0 | 0 | 2.97 | 0 | 0
Domestic Two Rate | 3 | 2 | 2.728 | 0.054 | 0 | 2.97 | 0 | 0 | 4, 8
Domestic Off Peak (related MPAN) | 11 | 2 | 0.487 | 0 | 0 | 0 | 0 | 0 | 900
Small Non Domestic Unrestricted | 13 | 3 | 1.802 | 0 | 0 | 5.59 | 0 | 0 | 22, 34, 43
Small Non Domestic Two Rate | 37 | 4 | 1.928 | 0.042 | 0 | 5.59 | 0 | 0 | 16, 28, 31, 49, 52
Small Non Domestic Off Peak (related MPAN) | 901 | 4 | 0.284 | 0 | 0 | 0 | 0 | 0
LV Medium Non-Domestic | 81 | 5-8 | 1.985 | 0.041 | 0 | 29.74 | 0 | 0 | 83,85
LV Sub Medium Non-Domestic | 80 | 5-8 | 2.065 | 0.039 | 0 | 3.86 | 0 | 0
HV Medium Non-Domestic | 90 | 5-8 | 1.244 | 0.011 | 0 | 270.81 | 0 | 0
LV HH Metered | 58, 990 |  | 10.19 | 0.489 | 0.03 | 8.86 | 2.4 | 0.364
LV Sub HH Metered | 59 |  | 8.757 | 0.355 | 0.021 | 6.51 | 3.16 | 0.301
HV HH Metered | 60, 991 |  | 6.493 | 0.182 | 0.009 | 66.31 | 4.05 | 0.197 | 929
HV Sub HH Metered | N/A |  | 5.673 | 0.119 | 0.004 | 66.31 | 3.62 | 0.175
NHH UMS category A | TBC | 8 | 1.938 | 0 | 0 | 0 | 0 | 0
NHH UMS category B | TBC | 1 | 2.544 | 0 | 0 | 0 | 0 | 0
NHH UMS category C | TBC | 1 | 4.286 | 0 | 0 | 0 | 0 | 0
NHH UMS category D | TBC | 1 | 1.56 | 0 | 0 | 0 | 0 | 0
LV UMS (Pseudo HH Metered) | 804 |  | 36.92 | 1.215 | 0.652 | 0 | 0 | 0 | 805
LV Generation NHH | 986 | 8 | -0.74 | 0 | 0 | 0 | 0 | 0
LV Sub Generation NHH | 970 | 8 | -0.632 | 0 | 0 | 0 | 0 | 0
LV Generation Intermittent | 971 |  | -0.74 | 0 | 0 | 0 | 0 | 0.258
LV Generation Non-Intermittent | 973 |  | -6.256 | -0.515 | -0.033 | 0 | 0 | 0.258
LV Sub Generation Intermittent | 972 |  | -0.632 | 0 | 0 | 0 | 0 | 0.23
LV Sub Generation Non-Intermittent | 974 |  | -5.392 | -0.428 | -0.027 | 0 | 0 | 0.23
HV Generation Intermittent | 975 |  | -0.446 | 0 | 0 | 32.59 | 0 | 0.183
HV Generation Non-Intermittent | 977 |  | -3.942 | -0.27 | -0.015 | 32.59 | 0 | 0.183
HV Sub Generation Intermittent | N/A |  | -0.354 | 0 | 0 | 32.59 | 0 | 0.129
HV Sub Generation Non-Intermittent | N/A |  | -3.217 | -0.194 | -0.01 | 32.59 | 0 | 0.129
LDNO LV: Domestic Unrestricted | 100 | 1 | 1.656 | 0 | 0 | 2.13 | 0 | 0
LDNO LV: Domestic Two Rate | 101 | 2 | 1.953 | 0.039 | 0 | 2.13 | 0 | 0
LDNO LV: Domestic Off Peak (related MPAN) | 102 | 2 | 0.349 | 0 | 0 | 0 | 0 | 0
LDNO LV: Small Non Domestic Unrestricted | 103 | 3 | 1.29 | 0 | 0 | 4 | 0 | 0
LDNO LV: Small Non Domestic Two Rate | 104 | 4 | 1.38 | 0.03 | 0 | 4 | 0 | 0
LDNO LV: Small Non Domestic Off Peak (related MPAN) | 105 | 4 | 0.203 | 0 | 0 | 0 | 0 | 0
LDNO LV: LV Medium Non-Domestic | 106 | 5-8 | 1.421 | 0.029 | 0 | 21.29 | 0 | 0
LDNO LV: LV HH Metered | 107 |  | 7.294 | 0.35 | 0.021 | 6.34 | 1.72 | 0.261
LDNO LV: NHH UMS category A | TBC | 8 | 1.387 | 0 | 0 | 0 | 0 | 0
LDNO LV: NHH UMS category B | TBC | 1 | 1.821 | 0 | 0 | 0 | 0 | 0
LDNO LV: NHH UMS category C | TBC | 1 | 3.068 | 0 | 0 | 0 | 0 | 0
LDNO LV: NHH UMS category D | TBC | 1 | 1.117 | 0 | 0 | 0 | 0 | 0
LDNO LV: LV UMS (Pseudo HH Metered) | 109 |  | 26.426 | 0.87 | 0.467 | 0 | 0 | 0
LDNO LV: LV Generation NHH | 110 | 8 | -0.74 | 0 | 0 | 0 | 0 | 0
LDNO LV: LV Generation Intermittent | 111 |  | -0.74 | 0 | 0 | 0 | 0 | 0.258
LDNO LV: LV Generation Non-Intermittent | 112 |  | -6.256 | -0.515 | -0.033 | 0 | 0 | 0.258
LDNO HV: Domestic Unrestricted | 113 | 1 | 1.227 | 0 | 0 | 1.58 | 0 | 0
LDNO HV: Domestic Two Rate | 114 | 2 | 1.447 | 0.029 | 0 | 1.58 | 0 | 0
LDNO HV: Domestic Off Peak (related MPAN) | 115 | 2 | 0.258 | 0 | 0 | 0 | 0 | 0
LDNO HV: Small Non Domestic Unrestricted | 116 | 3 | 0.956 | 0 | 0 | 2.97 | 0 | 0
LDNO HV: Small Non Domestic Two Rate | 117 | 4 | 1.023 | 0.022 | 0 | 2.97 | 0 | 0
LDNO HV: Small Non Domestic Off Peak (related MPAN) | 118 | 4 | 0.151 | 0 | 0 | 0 | 0 | 0
LDNO HV: LV Medium Non-Domestic | 119 | 5-8 | 1.053 | 0.022 | 0 | 15.77 | 0 | 0
LDNO HV: LV HH Metered | 120 |  | 5.405 | 0.259 | 0.016 | 4.7 | 1.27 | 0.193
LDNO HV: LV Sub HH Metered | 121 |  | 6.575 | 0.267 | 0.016 | 4.89 | 2.37 | 0.226
LDNO HV: HV HH Metered | 122 |  | 5.482 | 0.154 | 0.008 | 55.98 | 3.42 | 0.166
LDNO HV: NHH UMS category A | TBC | 8 | 1.028 | 0 | 0 | 0 | 0 | 0
LDNO HV: NHH UMS category B | TBC | 1 | 1.349 | 0 | 0 | 0 | 0 | 0
LDNO HV: NHH UMS category C | TBC | 1 | 2.273 | 0 | 0 | 0 | 0 | 0
LDNO HV: NHH UMS category D | TBC | 1 | 0.827 | 0 | 0 | 0 | 0 | 0
LDNO HV: LV UMS (Pseudo HH Metered) | 124 |  | 19.583 | 0.644 | 0.346 | 0 | 0 | 0
LDNO HV: LV Generation NHH | 125 | 8 | -0.74 | 0 | 0 | 0 | 0 | 0
LDNO HV: LV Sub Generation NHH | 126 | 8 | -0.632 | 0 | 0 | 0 | 0 | 0
LDNO HV: LV Generation Intermittent | 127 |  | -0.74 | 0 | 0 | 0 | 0 | 0.258
LDNO HV: LV Generation Non-Intermittent | 128 |  | -6.256 | -0.515 | -0.033 | 0 | 0 | 0.258
LDNO HV: LV Sub Generation Intermittent | 129 |  | -0.632 | 0 | 0 | 0 | 0 | 0.23
LDNO HV: LV Sub Generation Non-Intermittent | 130 |  | -5.392 | -0.428 | -0.027 | 0 | 0 | 0.23
LDNO HV: HV Generation Intermittent | 131 |  | -0.446 | 0 | 0 | 0 | 0 | 0.183
LDNO HV: HV Generation Non-Intermittent | 132 |  | -3.942 | -0.27 | -0.015 | 0 | 0 | 0.183

## Summary
Summary statistics for WPD East Midlands in 2013/14 (April Tariffs 2013/14)
This sheet is for information only. It can be deleted without affecting any calculations elsewhere in the model.
3801. Workbook build options and main parameters
Include a 132kV/HV network level
Network model: 500 MW at time of GSP peak
Coincidence correction factors grouped for UMS
Standing charges factors: 100/0/0 LV NHH, 100/100/20 network, 100/100/0 substation
Put some 132kV costs into HV capacity charges
Operating expenditure allocated by asset values
LV circuit costs by exit point for all small NHH demand
Revenue matching by £/kW/year at transmission exit level
Scaler subject to capping of each tariff component to zero
Data sources:
x1 = 1010. Annuity proportion for customer-contributed assets (in Financial and general assumptions)
x2 = 3606. Total net revenues from scaler (£) (in Revenue forecast summary)
x3 = 3606. Deviation from target revenue (£) (in Revenue forecast summary)
x4 = Deviation from target revenue (£) (copy) (in Workbook build options and main parameters)
x5 = 3402. Target net income from all use of system charges (£/year)
Kind: | Copy cells | Copy cells | Copy cells | Calculation
Formula: | = x1 | = x2 | = x3 | =x4/x5
| Annuity proportion for customer-contributed assets | Total net revenues from scaler (£) | Deviation from target revenue (£) | Over/under recovery
Workbook build options and main parameters | 0 | 120437508.1737 | -58871.8248 | -0.01289%
3802. Revenue summary
Data sources:
x1 = 1053. Rate 1 units (MWh) by tariff (in Volume forecasts for the charging year)
x2 = 1053. Rate 2 units (MWh) by tariff (in Volume forecasts for the charging year)
x3 = 1053. Rate 3 units (MWh) by tariff (in Volume forecasts for the charging year)
x4 = 1053. MPANs by tariff (in Volume forecasts for the charging year)
x5 = 1010. Days in the charging year (in Financial and general assumptions)
x6 = 3607. Fixed charge p/MPAN/day (in Tariffs)
x7 = 3607. Capacity charge p/kVA/day (in Tariffs)
x8 = 1053. Import capacity (kVA) by tariff (in Volume forecasts for the charging year)
x9 = 3607. Unit rate 1 p/kWh (in Tariffs)
x10 = 3607. Unit rate 2 p/kWh (in Tariffs)
x11 = 3607. Unit rate 3 p/kWh (in Tariffs)
x12 = 3607. Reactive power charge p/kVArh (in Tariffs)
x13 = 1053. Reactive power units (MVArh) by tariff (in Volume forecasts for the charging year)
x14 = All units (MWh) (in Revenue summary)
x15 = Net revenues (£) (in Revenue summary)
x16 = MPANs by tariff (in Volume forecasts for the charging year) (copy) (in Revenue summary)
x17 = Revenues from unit rates (£) (in Revenue summary)
x18 = Net revenues from unit rate 1 (£) (in Revenue summary)
x19 = Net revenues from unit rate 2 (£) (in Revenue summary)
x20 = Net revenues from unit rate 3 (£) (in Revenue summary)
x21 = Revenues from fixed charges (£) (in Revenue summary)
x22 = Revenues from capacity charges (£) (in Revenue summary)
x23 = Revenues from reactive power charges (£) (in Revenue summary)
Kind: | Calculation | Copy cells | Calculation | Calculation | Calculation | Calculation | Calculation | Calculation | Calculation | Calculation | Calculation | Calculation | Calculation | Calculation | Calculation | Calculation | Calculation | Calculation | Calculation
Formula: | =x1+x2+x3 | = x4 | =0.01*x5*(x6*x4+x7*x8)+10*(x9*x1+x10*x2+x11*x3+x12*x13) | =10*(x9*x1+x10*x2+x11*x3) | =x6*x5*x4/100 | =x7*x5*x8/100 | =x12*x13*10 | =IF(x14<>0,0.1*x15/x14,"") | =IF(x16<>0,x15/x16,"") | =IF(x14<>0,0.1*x17/x14,0) | =x9*x1*10 | =x10*x2*10 | =x11*x3*10 | =IF(x17<>0,x18/x17,"") | =IF(x17<>0,x19/x17,"") | =IF(x17<>0,x20/x17,"") | =IF(x15<>0,x21/x15,"") | =IF(x15<>0,x22/x15,"") | =IF(x15<>0,x23/x15,"")
| All units (MWh) | MPANs | Net revenues (£) | Revenues from unit rates (£) | Revenues from fixed charges (£) | Revenues from capacity charges (£) | Revenues from reactive power charges (£) | Average p/kWh | Average £/MPAN | Average unit rate p/kWh | Net revenues from unit rate 1 (£) | Net revenues from unit rate 2 (£) | Net revenues from unit rate 3 (£) | Rate 1 revenue proportion | Rate 2 revenue proportion | Rate 3 revenue proportion | Fixed charge proportion | Capacity charge proportion | Reactive power charge proportion
> Domestic Unrestricted
Domestic Unrestricted | 4973722.0213 | 1447904 | 130787930.886 | 115091927.574 | 15696003.312 | 0 | 0 | 2.6296 | 90.3291 | 2.314 | 115091927.574 | 0 | 0 | 100% | 0% | 0% | 12% | 0% | 0%
LDNO LV: Domestic Unrestricted | 5674.809 | 6589 | 145201.0175 | 93974.837 | 51226.1805 | 0 | 0 | 2.5587 | 22.0369 | 1.656 | 93974.837 | 0 | 0 | 100% | 0% | 0% | 35.28% | 0% | 0%
LDNO HV: Domestic Unrestricted | 12343.209 | 8253 | 199046.2254 | 151451.1744 | 47595.051 | 0 | 0 | 1.6126 | 24.118 | 1.227 | 151451.1744 | 0 | 0 | 100% | 0% | 0% | 23.91% | 0% | 0%
> Domestic Two Rate
Domestic Two Rate | 4421680.922 | 947638 | 92466806.472 | 82193936.733 | 10272869.739 | 0 | 0 | 2.0912 | 97.5761 | 1.8589 | 81417873.1517 | 776063.5812 | 0 | 99.06% | 0.9442% | 0% | 11.11% | 0% | 0%
LDNO LV: Domestic Two Rate | 986.936 | 322 | 16685.1908 | 14181.8018 | 2503.389 | 0 | 0 | 1.6906 | 51.8174 | 1.437 | 14078.0247 | 103.7771 | 0 | 99.27% | 0.7318% | 0% | 15% | 0% | 0%
LDNO HV: Domestic Two Rate | 1569.655 | 659 | 21122.9331 | 17322.4801 | 3800.453 | 0 | 0 | 1.3457 | 32.053 | 1.1036 | 17212.2386 | 110.2415 | 0 | 99.36% | 0.6364% | 0% | 17.99% | 0% | 0%
> Domestic Off Peak (related MPAN)
Domestic Off Peak (related MPAN) | 158033.5789 | 0 | 769623.5295 | 769623.5295 | 0 | 0 | 0 | 0.487 |  | 0.487 | 769623.5295 | 0 | 0 | 100% | 0% | 0% | 0% | 0% | 0%
LDNO LV: Domestic Off Peak (related MPAN) | 0 | 0 | 0 | 0 | 0 | 0 | 0 |  |  | 0 | 0 | 0 | 0
LDNO HV: Domestic Off Peak (related MPAN) | 0 | 0 | 0 | 0 | 0 | 0 | 0 |  |  | 0 | 0 | 0 | 0
> Small Non Domestic Unrestricted
Small Non Domestic Unrestricted | 1126425.6614 | 92112 | 22177597.6108 | 20298190.4188 | 1879407.192 | 0 | 0 | 1.9688 | 240.7677 | 1.802 | 20298190.4188 | 0 | 0 | 100% | 0% | 0% | 8.474% | 0% | 0%
LDNO LV: Small Non Domestic Unrestricted | 726.996 | 229 | 12721.6484 | 9378.2484 | 3343.4 | 0 | 0 | 1.7499 | 55.553 | 1.29 | 9378.2484 | 0 | 0 | 100% | 0% | 0% | 26.28% | 0% | 0%
LDNO HV: Small Non Domestic Unrestricted | 3327.372 | 302 | 35083.5073 | 31809.6763 | 3273.831 | 0 | 0 | 1.0544 | 116.1706 | 0.956 | 31809.6763 | 0 | 0 | 100% | 0% | 0% | 9.332% | 0% | 0%
> Small Non Domestic Two Rate
Small Non Domestic Two Rate | 2132715.1983 | 81339 | 34464286.8704 | 32804686.5839 | 1659600.2865 | 0 | 0 | 1.616 | 423.7117 | 1.5382 | 32619537.7915 | 185148.7924 | 0 | 99.44% | 0.5644% | 0% | 4.815% | 0% | 0%
LDNO LV: Small Non Domestic Two Rate | 0 | 0 | 0 | 0 | 0 | 0 | 0 |  |  | 0 | 0 | 0 | 0
LDNO HV: Small Non Domestic Two Rate | 576.571 | 19 | 3449.0082 | 3243.0387 | 205.9695 | 0 | 0 | 0.59819 | 181.5267 | 0.56247 | 3184.6808 | 58.3579 | 0 | 98.2% | 1.799% | 0% | 5.972% | 0% | 0%
> Small Non Domestic Off Peak (related MPAN)
Small Non Domestic Off Peak (related MPAN) | 6382.2956 | 0 | 18125.7196 | 18125.7196 | 0 | 0 | 0 | 0.284 |  | 0.284 | 18125.7196 | 0 | 0 | 100% | 0% | 0% | 0% | 0% | 0%
LDNO LV: Small Non Domestic Off Peak (related MPAN) | 0 | 0 | 0 | 0 | 0 | 0 | 0 |  |  | 0 | 0 | 0 | 0
LDNO HV: Small Non Domestic Off Peak (related MPAN) | 0 | 0 | 0 | 0 | 0 | 0 | 0 |  |  | 0 | 0 | 0 | 0
> LV Medium Non-Domestic
LV Medium Non-Domestic | 916210.3238 | 7839 | 15365071.7569 | 14514140.4679 | 850931.289 | 0 | 0 | 1.677 | 1960.0806 | 1.5841 | 14436682.6424 | 77457.8255 | 0 | 99.47% | 0.5337% | 0% | 5.538% | 0% | 0%
LDNO LV: LV Medium Non-Domestic | 127.171 | 2 | 1531.4702 | 1376.0532 | 155.417 | 0 | 0 | 1.2043 | 765.7351 | 1.082 | 1367.073 | 8.9801 | 0 | 99.35% | 0.6526% | 0% | 10.15% | 0% | 0%
LDNO HV: LV Medium Non-Domestic | 2684.836 | 0 | 23480.2248 | 23480.2248 | 0 | 0 | 0 | 0.87455 |  | 0.87455 | 23377.99 | 102.2349 | 0 | 99.56% | 0.4354% | 0% | 0% | 0% | 0%
> LV Sub Medium Non-Domestic
LV Sub Medium Non-Domestic | 57.2261 | 0 | 802.1353 | 802.1353 | 0 | 0 | 0 | 1.4017 |  | 1.4017 | 794.8284 | 7.3069 | 0 | 99.09% | 0.9109% | 0% | 0% | 0% | 0%
> HV Medium Non-Domestic
HV Medium Non-Domestic | 30890.9477 | 181 | 479059.5529 | 300148.9264 | 178910.6265 | 0 | 0 | 1.5508 | 2646.7379 | 0.97164 | 299398.3351 | 750.5913 | 0 | 99.75% | 0.2501% | 0% | 37.35% | 0% | 0%
> LV HH Metered
LV HH Metered | 2945656.0246 | 7777 | 54107096.1192 | 39305118.9153 | 251500.403 | 13429080 | 1121396.8009 | 1.8368 | 6957.3224 | 1.3343 | 32705062.4287 | 6192556.9035 | 407499.583 | 83.21% | 15.76% | 1.037% | 0.4648% | 24.82% | 2.073%
LDNO LV: LV HH Metered | 0 | 0 | 0 | 0 | 0 | 0 | 0 |  |  | 0 | 0 | 0 | 0
LDNO HV: LV HH Metered | 23469.0645 | 39 | 233181.569 | 163021.7523 | 669.045 | 64897 | 4593.7717 | 0.99357 | 5979.0146 | 0.69462 | 135616.1064 | 25635.7234 | 1769.9225 | 83.19% | 15.73% | 1.086% | 0.2869% | 27.83% | 1.97%
> LV Sub HH Metered
LV Sub HH Metered | 24375.0898 | 39 | 524627.0826 | 267323.3183 | 926.6985 | 253748 | 2629.0658 | 2.1523 | 13451.9765 | 1.0967 | 229842.9785 | 34982.1178 | 2498.2219 | 85.98% | 13.09% | 0.9345% | 0.1766% | 48.37% | 0.5011%
LDNO HV: LV Sub HH Metered | 0 | 0 | 0 | 0 | 0 | 0 | 0 |  |  | 0 | 0 | 0 | 0
> HV HH Metered
HV HH Metered | 7986519.8675 | 2865 | 98711581.004 | 57402903.0437 | 693420.2475 | 39262320 | 1352937.7128 | 1.236 | 34454.304 | 0.71875 | 51491064.8012 | 5538295.3871 | 373542.8553 | 89.7% | 9.648% | 0.6507% | 0.7025% | 39.77% | 1.371%
LDNO HV: HV HH Metered | 6413.5809 | 2 | 77107.571 | 51720.4288 | 408.654 | 24966 | 12.4882 | 1.2023 | 38553.7855 | 0.80642 | 46936.6126 | 4576.991 | 206.8251 | 90.75% | 8.849% | 0.3999% | 0.53% | 32.38% | 0.0162%
> HV Sub HH Metered
HV Sub HH Metered | 0 | 0 | 0 | 0 | 0 | 0 | 0 |  |  | 0 | 0 | 0 | 0
> NHH UMS category A
NHH UMS category A | 59506.7269 | 0 | 1153240.3669 | 1153240.3669 | 0 | 0 | 0 | 1.938 |  | 1.938 | 1153240.3669 | 0 | 0 | 100% | 0% | 0% | 0% | 0% | 0%
LDNO LV: NHH UMS category A | 19.3644 | 0 | 268.5838 | 268.5838 | 0 | 0 | 0 | 1.387 |  | 1.387 | 268.5838 | 0 | 0 | 100% | 0% | 0% | 0% | 0% | 0%
LDNO HV: NHH UMS category A | 168.6921 | 0 | 1734.1545 | 1734.1545 | 0 | 0 | 0 | 1.028 |  | 1.028 | 1734.1545 | 0 | 0 | 100% | 0% | 0% | 0% | 0% | 0%
> NHH UMS category B
NHH UMS category B | 23165.0746 | 0 | 589319.497 | 589319.497 | 0 | 0 | 0 | 2.544 |  | 2.544 | 589319.497 | 0 | 0 | 100% | 0% | 0% | 0% | 0% | 0%
LDNO LV: NHH UMS category B | 7.5383 | 0 | 137.2717 | 137.2717 | 0 | 0 | 0 | 1.821 |  | 1.821 | 137.2717 | 0 | 0 | 100% | 0% | 0% | 0% | 0% | 0%
LDNO HV: NHH UMS category B | 65.6693 | 0 | 885.8787 | 885.8787 | 0 | 0 | 0 | 1.349 |  | 1.349 | 885.8787 | 0 | 0 | 100% | 0% | 0% | 0% | 0% | 0%
> NHH UMS category C
NHH UMS category C | 293.508 | 0 | 12579.7514 | 12579.7514 | 0 | 0 | 0 | 4.286 |  | 4.286 | 12579.7514 | 0 | 0 | 100% | 0% | 0% | 0% | 0% | 0%
LDNO LV: NHH UMS category C | 0.095512 | 0 | 2.9303 | 2.9303 | 0 | 0 | 0 | 3.068 |  | 3.068 | 2.9303 | 0 | 0 | 100% | 0% | 0% | 0% | 0% | 0%
LDNO HV: NHH UMS category C | 0.83205 | 0 | 18.9125 | 18.9125 | 0 | 0 | 0 | 2.273 |  | 2.273 | 18.9125 | 0 | 0 | 100% | 0% | 0% | 0% | 0% | 0%
> NHH UMS category D
NHH UMS category D | 8948.1549 | 0 | 139591.2157 | 139591.2157 | 0 | 0 | 0 | 1.56 |  | 1.56 | 139591.2157 | 0 | 0 | 100% | 0% | 0% | 0% | 0% | 0%
LDNO LV: NHH UMS category D | 2.9119 | 0 | 32.5255 | 32.5255 | 0 | 0 | 0 | 1.117 |  | 1.117 | 32.5255 | 0 | 0 | 100% | 0% | 0% | 0% | 0% | 0%
LDNO HV: NHH UMS category D | 25.3666 | 0 | 209.7817 | 209.7817 | 0 | 0 | 0 | 0.827 |  | 0.827 | 209.7817 | 0 | 0 | 100% | 0% | 0% | 0% | 0% | 0%
> LV UMS (Pseudo HH Metered)
LV UMS (Pseudo HH Metered) | 279992.9938 | 0 | 6936492.3569 | 6936492.3569 | 0 | 0 | 0 | 2.4774 |  | 2.4774 | 5022118.7188 | 383078.8291 | 1531294.809 | 72.4% | 5.523% | 22.08% | 0% | 0% | 0%
LDNO LV: LV UMS (Pseudo HH Metered) | 0 | 0 | 0 | 0 | 0 | 0 | 0 |  |  | 0 | 0 | 0 | 0
LDNO HV: LV UMS (Pseudo HH Metered) | 0 | 0 | 0 | 0 | 0 | 0 | 0 |  |  | 0 | 0 | 0 | 0
> LV Generation NHH
LV Generation NHH | 575.954 | 103 | -4262.0596 | -4262.0596 | 0 | 0 | 0 | -0.74 | -41.3792 | -0.74 | -4262.0596 | 0 | 0 | 100% | -0% | -0% | -0% | -0% | -0%
LDNO LV: LV Generation NHH | 7.7808 | 0 | -57.5779 | -57.5779 | 0 | 0 | 0 | -0.74 |  | -0.74 | -57.5779 | 0 | 0 | 100% | -0% | -0% | -0% | -0% | -0%
LDNO HV: LV Generation NHH | 0 | 0 | 0 | 0 | 0 | 0 | 0 |  |  | 0 | 0 | 0 | 0
> LV Sub Generation NHH
LV Sub Generation NHH | 0 | 0 | 0 | 0 | 0 | 0 | 0 |  |  | 0 | 0 | 0 | 0
LDNO HV: LV Sub Generation NHH | 0 | 0 | 0 | 0 | 0 | 0 | 0 |  |  | 0 | 0 | 0 | 0
> LV Generation Intermittent
LV Generation Intermittent | 687.096 | 30 | -4712.1364 | -5084.5104 | 0 | 0 | 372.374 | -0.6858 | -157.0712 | -0.74 | -5084.5104 | 0 | 0 | 100% | -0% | -0% | -0% | -0% | -7.902%
LDNO LV: LV Generation Intermittent | 0 | 0 | 0 | 0 | 0 | 0 | 0 |  |  | 0 | 0 | 0 | 0
LDNO HV: LV Generation Intermittent | 0 | 0 | 0 | 0 | 0 | 0 | 0 |  |  | 0 | 0 | 0 | 0
> LV Generation Non-Intermittent
LV Generation Non-Intermittent | 1727.215 | 42 | -14441.3019 | -14742.8353 | 0 | 0 | 301.5334 | -0.8361 | -343.8405 | -0.85356 | -11074.0584 | -3373.3684 | -295.4084 | 75.11% | 22.88% | 2.004% | -0% | -0% | -2.088%
LDNO LV: LV Generation Non-Intermittent | 0 | 0 | 0 | 0 | 0 | 0 | 0 |  |  | 0 | 0 | 0 | 0
LDNO HV: LV Generation Non-Intermittent | 0 | 0 | 0 | 0 | 0 | 0 | 0 |  |  | 0 | 0 | 0 | 0
> LV Sub Generation Intermittent
LV Sub Generation Intermittent | 0 | 0 | 0.19872 | 0 | 0 | 0 | 0.19872 |  |  | 0 | 0 | 0 | 0 |  |  |  | 0% | 0% | 100%
LDNO HV: LV Sub Generation Intermittent | 0 | 0 | 0 | 0 | 0 | 0 | 0 |  |  | 0 | 0 | 0 | 0
> LV Sub Generation Non-Intermittent
LV Sub Generation Non-Intermittent | 16627.737 | 0 | -130716.0817 | -130716.0817 | 0 | 0 | 0 | -0.78613 |  | -0.78613 | -98641.5176 | -29969.6214 | -2104.9427 | 75.46% | 22.93% | 1.61% | -0% | -0% | -0%
LDNO HV: LV Sub Generation Non-Intermittent | 0 | 0 | 0 | 0 | 0 | 0 | 0 |  |  | 0 | 0 | 0 | 0
> HV Generation Intermittent
HV Generation Intermittent | 3012.548 | 11 | -12067.5533 | -13435.9641 | 1308.4885 | 0 | 59.9223 | -0.40058 | -1097.0503 | -0.446 | -13435.9641 | 0 | 0 | 100% | -0% | -0% | -10.84% | -0% | -0.4966%
LDNO HV: HV Generation Intermittent | 0 | 0 | 0 | 0 | 0 | 0 | 0 |  |  | 0 | 0 | 0 | 0
> HV Generation Non-Intermittent
HV Generation Non-Intermittent | 570816.158 | 143 | -2661304.2472 | -2688891.1255 | 17010.3505 | 0 | 10576.5278 | -0.46623 | -18610.5192 | -0.47106 | -2169471.6189 | -468055.3788 | -51364.1278 | 80.68% | 17.41% | 1.91% | -0.6392% | -0% | -0.3974%
LDNO HV: HV Generation Non-Intermittent | 0 | 0 | 0 | 0 | 0 | 0 | 0 |  |  | 0 | 0 | 0 | 0
> HV Sub Generation Intermittent
HV Sub Generation Intermittent | 0 | 0 | 0 | 0 | 0 | 0 | 0 |  |  | 0 | 0 | 0 | 0
> HV Sub Generation Non-Intermittent
HV Sub Generation Non-Intermittent | 0 | 0 | 0 | 0 | 0 | 0 | 0 |  |  | 0 | 0 | 0 | 0
3803. Revenue summary by tariff component
Data sources:
x1 = 3802. All units (MWh) (in Revenue summary)
x2 = 3802. MPANs by tariff (in Volume forecasts for the charging year) (copy) (in Revenue summary)
x3 = 3802. Net revenues (£) (in Revenue summary)
x4 = 3802. Revenues from unit rates (£) (in Revenue summary)
x5 = 3802. Revenues from fixed charges (£) (in Revenue summary)
x6 = 3802. Revenues from capacity charges (£) (in Revenue summary)
x7 = 3802. Revenues from reactive power charges (£) (in Revenue summary)
Kind: | Cell summation | Cell summation | Cell summation | Cell summation | Cell summation | Cell summation | Cell summation
Formula: | =SUM(x1) | =SUM(x2) | =SUM(x3) | =SUM(x4) | =SUM(x5) | =SUM(x6) | =SUM(x7)
| Total units (MWh) | Total MPANs | Total net revenues (£) | Total net revenues from unit rates (£) | Total revenues from fixed charges (£) | Total revenues from capacity charges (£) | Total revenues from reactive power charges (£)
Revenue summary by tariff component | 25746220.7744 | 2604439 | 456648171.5721 | 369505210.1535 | 31615070.023 | 53035011 | 2492880.3956

## M-ATW
Tariff matrices for WPD East Midlands in 2013/14 (April Tariffs 2013/14)
This sheet provides matrices breaking down each tariff component into its elements.
This sheet is for information only. It can be deleted without affecting any calculations elsewhere in the model.
Domestic Unrestricted
Domestic Two Rate
Domestic Off Peak (related MPAN)
Small Non Domestic Unrestricted
Small Non Domestic Two Rate
Small Non Domestic Off Peak (related MPAN)
LV Medium Non-Domestic
LV Sub Medium Non-Domestic
HV Medium Non-Domestic
LV HH Metered
LV Sub HH Metered
HV HH Metered
HV Sub HH Metered
NHH UMS category A
NHH UMS category B
NHH UMS category C
NHH UMS category D
LV UMS (Pseudo HH Metered)
LV Generation NHH
LV Sub Generation NHH
LV Generation Intermittent
LV Generation Non-Intermittent
LV Sub Generation Intermittent
LV Sub Generation Non-Intermittent
HV Generation Intermittent
HV Generation Non-Intermittent
HV Sub Generation Intermittent
HV Sub Generation Non-Intermittent
Domestic Unrestricted
| Rate 1 units (MWh) | MPANs | MWh/year | MWh/MPAN/year
Domestic Unrestricted | 4984330.978 | 1456997.7721 | 4984330.978 | 3.421
| Unit rate 1 p/kWh | Fixed charge p/MPAN/day | Revenue (£/year) | Average p/kWh | Average £/MPAN/year
Assets 132kV | 0.29544 | 0 | 14725693.4767 | 0.29544 | 10.1069
Assets 132kV/EHV | 0.098914 | 0 | 4930193.1138 | 0.098914 | 3.3838
Assets EHV | 0.1411 | 0 | 7032961.3935 | 0.1411 | 4.827
Assets EHV/HV | 0.19783 | 0 | 9860289.3186 | 0.19783 | 6.7675
Assets 132kV/HV | 0.014396 | 0 | 717566.4926 | 0.014396 | 0.4925
Assets HV | 0.18176 | 0 | 9059502.9344 | 0.18176 | 6.2179
Assets HV/LV | 0.066136 | 0 | 3296420.5637 | 0.066136 | 2.2625
Assets LV circuits | 0 | 0.14687 | 781068.8135 | 0.01567 | 0.53608
Assets LV customer |  | 0 | 0 | 0 | 0
Assets HV customer |  | 0 | 0 | 0 | 0
Transmission exit | 0.064848 | 0 | 3232237.2142 | 0.064848 | 2.2184
Operating 132kV | 0.12946 | 0 | 6452518.657 | 0.12946 | 4.4286
Operating 132kV/EHV | 0.043342 | 0 | 2160316.8027 | 0.043342 | 1.4827
Operating EHV | 0.061828 | 0 | 3081709.848 | 0.061828 | 2.1151
Operating EHV/HV | 0.086683 | 0 | 4320591.1417 | 0.086683 | 2.9654
Operating 132kV/HV | 0.0063082 | 0 | 314423.982 | 0.0063082 | 0.2158
Operating HV | 0.15291 | 0 | 7621342.3814 | 0.15291 | 5.2309
Operating HV/LV | 0.099559 | 0 | 4962374.072 | 0.099559 | 3.4059
Operating LV circuits | 0 | 1.0501 | 5584480.1901 | 0.11204 | 3.8329
Operating LV customer |  | 1.7774 | 9452473.6462 | 0.18964 | 6.4876
Operating HV customer |  | 0 | 0 | 0 | 0
Scaler | 0.67385 | 0 | 33587129.3474 | 0.67385 | 23.0523
Rounding | -0.00035816 | -0.0044073 | -41290.2097 | -0.0008284 | -0.028339
Total | 2.314 | 2.97 | 131132003.1798 | 2.6309 | 90.0015
Domestic Two Rate
| Rate 1 units (MWh) | Rate 2 units (MWh) | MPANs | MWh/year | MWh/MPAN/year
Domestic Two Rate | 2985673.0404 | 1437546.8787 | 948218.0254 | 4423219.9192 | 4.6648
| Unit rate 1 p/kWh | Unit rate 2 p/kWh | Fixed charge p/MPAN/day | Average unit rate (p/kWh) | Revenue (£/year) | Average p/kWh | Average £/MPAN/year
Assets 132kV | 0.34991 | 0.0038406 | 0 | 0.23744 | 10502333.2734 | 0.23744 | 11.0759
Assets 132kV/EHV | 0.11715 | 0.0012858 | 0 | 0.079494 | 3516203.2448 | 0.079494 | 3.7082
Assets EHV | 0.16002 | 0.0065815 | 0 | 0.11015 | 4872342.974 | 0.11015 | 5.1384
Assets EHV/HV | 0.22435 | 0.0092274 | 0 | 0.15444 | 6831078.5023 | 0.15444 | 7.2041
Assets 132kV/HV | 0.017051 | 0.00018715 | 0 | 0.01157 | 511766.8966 | 0.01157 | 0.53971
Assets HV | 0.20613 | 0.008478 | 0 | 0.14189 | 6276304.2481 | 0.14189 | 6.6191
Assets HV/LV | 0.075004 | 0.0030848 | 0 | 0.05163 | 2283716.7267 | 0.05163 | 2.4084
Assets LV circuits | 0 | 0 | 0.14687 | 0 | 508321.6613 | 0.011492 | 0.53608
Assets LV customer |  |  | 0 | 0 | 0 | 0 | 0
Assets HV customer |  |  | 0 | 0 | 0 | 0 | 0
Transmission exit | 0.080033 | 0 | 0 | 0.054022 | 2389531.1793 | 0.054022 | 2.52
Operating 132kV | 0.15332 | 0.0016829 | 0 | 0.10404 | 4601922.5849 | 0.10404 | 4.8532
Operating 132kV/EHV | 0.051333 | 0.00056343 | 0 | 0.034833 | 1540733.3498 | 0.034833 | 1.6249
Operating EHV | 0.070119 | 0.0028839 | 0 | 0.048267 | 2134967.9723 | 0.048267 | 2.2516
Operating EHV/HV | 0.098307 | 0.0040433 | 0 | 0.067671 | 2993248.6068 | 0.067671 | 3.1567
Operating 132kV/HV | 0.0074713 | 8.2005e-05 | 0 | 0.0050698 | 224246.5154 | 0.0050698 | 0.23649
Operating HV | 0.17341 | 0.0071322 | 0 | 0.11937 | 5279965.5688 | 0.11937 | 5.5683
Operating HV/LV | 0.11291 | 0.0046439 | 0 | 0.077723 | 3437867.3636 | 0.077723 | 3.6256
Operating LV circuits | 0 | 0 | 1.0501 | 0 | 3634394.5614 | 0.082166 | 3.8329
Operating LV customer |  |  | 1.7774 | 0 | 6151694.9909 | 0.13908 | 6.4876
Operating HV customer |  |  | 0 | 0 | 0 | 0 | 0
Scaler | 0.83165 | 0 | 0 | 0.56136 | 24830322.6164 | 0.56136 | 26.1863
Rounding | -0.00017365 | 0.00028304 | -0.0044073 | -2.5225e-05 | -16369.4742 | -0.00037008 | -0.017263
Total | 2.728 | 0.054 | 2.97 | 1.8589 | 92504593.3627 | 2.0913 | 97.5562
Domestic Off Peak (related MPAN)
| Rate 1 units (MWh) | MWh/year
Domestic Off Peak (related MPAN) | 158033.5789 | 158033.5789
| Unit rate 1 p/kWh | Revenue (£/year) | Average p/kWh
Assets 132kV | 0.061431 | 97081.6391 | 0.061431
Assets 132kV/EHV | 0.020567 | 32503.1367 | 0.020567
Assets EHV | 0.035738 | 56478.7945 | 0.035738
Assets EHV/HV | 0.050106 | 79183.8918 | 0.050106
Assets 132kV/HV | 0.0029935 | 4730.6792 | 0.0029935
Assets HV | 0.046036 | 72753.1086 | 0.046036
Assets HV/LV | 0.016751 | 26472.1856 | 0.016751
Assets LV circuits | 0 | 0 | 0
Transmission exit | 0.010049 | 15880.3226 | 0.010049
Operating 132kV | 0.026918 | 42539.3268 | 0.026918
Operating 132kV/EHV | 0.0090122 | 14242.256 | 0.0090122
Operating EHV | 0.01566 | 24747.933 | 0.01566
Operating EHV/HV | 0.021955 | 34696.8745 | 0.021955
Operating 132kV/HV | 0.0013117 | 2072.8936 | 0.0013117
Operating HV | 0.038728 | 61203.838 | 0.038728
Operating HV/LV | 0.025217 | 39850.7669 | 0.025217
Operating LV circuits | 0 | 0 | 0
Scaler | 0.10442 | 165017.112 | 0.10442
Rounding | 0.00010679 | 168.7705 | 0.00010679
Total | 0.487 | 769623.5295 | 0.487
Small Non Domestic Unrestricted
| Rate 1 units (MWh) | MPANs | MWh/year | MWh/MPAN/year
Small Non Domestic Unrestricted | 1128710.9322 | 92436.0984 | 1128710.9322 | 12.2107
| Unit rate 1 p/kWh | Fixed charge p/MPAN/day | Revenue (£/year) | Average p/kWh | Average £/MPAN/year
Assets 132kV | 0.23004 | 0 | 2596494.6961 | 0.23004 | 28.0896
Assets 132kV/EHV | 0.077018 | 0 | 869311.8794 | 0.077018 | 9.4045
Assets EHV | 0.10987 | 0 | 1240080.6105 | 0.10987 | 13.4155
Assets EHV/HV | 0.15403 | 0 | 1738606.6713 | 0.15403 | 18.8087
Assets 132kV/HV | 0.01121 | 0 | 126524.2683 | 0.01121 | 1.3688
Assets HV | 0.14153 | 0 | 1597408.7303 | 0.14153 | 17.2812
Assets HV/LV | 0.051496 | 0 | 581238.3996 | 0.051496 | 6.288
Assets LV circuits | 0 | 0.14687 | 49553.2355 | 0.0043903 | 0.53608
Assets LV customer |  | 0 | 0 | 0 | 0
Assets HV customer |  | 0 | 0 | 0 | 0
Transmission exit | 0.050493 | 0 | 569921.3281 | 0.050493 | 6.1656
Operating 132kV | 0.1008 | 0 | 1137734.5655 | 0.1008 | 12.3083
Operating 132kV/EHV | 0.033748 | 0 | 380915.9229 | 0.033748 | 4.1209
Operating EHV | 0.048142 | 0 | 543379.7252 | 0.048142 | 5.8784
Operating EHV/HV | 0.067495 | 0 | 761824.3583 | 0.067495 | 8.2416
Operating 132kV/HV | 0.0049118 | 0 | 55440.5267 | 0.0049118 | 0.59977
Operating HV | 0.11906 | 0 | 1343826.3605 | 0.11906 | 14.5379
Operating HV/LV | 0.077521 | 0 | 874986.1579 | 0.077521 | 9.4658
Operating LV circuits | 0 | 1.0501 | 354295.3672 | 0.031389 | 3.8329
Operating LV customer |  | 4.3884 | 1480615.8577 | 0.13118 | 16.0177
Operating HV customer |  | 0 | 0 | 0 | 0
Scaler | 0.52469 | 0 | 5922220.4609 | 0.52469 | 64.0683
Rounding | -4.8167e-05 | 0.0046103 | 1011.8117 | 8.9643e-05 | 0.010946
Total | 1.802 | 5.59 | 22225390.9335 | 1.9691 | 240.4406
Small Non Domestic Two Rate
| Rate 1 units (MWh) | Rate 2 units (MWh) | MPANs | MWh/year | MWh/MPAN/year
Small Non Domestic Two Rate | 1692049.8647 | 440971.1593 | 81349.078 | 2133021.0239 | 26.2206
| Unit rate 1 p/kWh | Unit rate 2 p/kWh | Fixed charge p/MPAN/day | Average unit rate (p/kWh) | Revenue (£/year) | Average p/kWh | Average £/MPAN/year
Assets 132kV | 0.24731 | 0.0030368 | 0 | 0.19681 | 4197981.4903 | 0.19681 | 51.6045
Assets 132kV/EHV | 0.0828 | 0.0010167 | 0 | 0.065892 | 1405493.0227 | 0.065892 | 17.2773
Assets EHV | 0.11825 | 0.0052041 | 0 | 0.094882 | 2023856.7567 | 0.094882 | 24.8787
Assets EHV/HV | 0.16579 | 0.0072963 | 0 | 0.13303 | 2837469.4589 | 0.13303 | 34.8802
Assets 132kV/HV | 0.012051 | 0.00014798 | 0 | 0.0095903 | 204562.9198 | 0.0095903 | 2.5146
Assets HV | 0.15233 | 0.0067037 | 0 | 0.12222 | 2607029.2726 | 0.12222 | 32.0474
Assets HV/LV | 0.055427 | 0.0024392 | 0 | 0.044472 | 948602.2541 | 0.044472 | 11.6609
Assets LV circuits | 0 | 0 | 0.14687 | 0 | 43609.6946 | 0.0020445 | 0.53608
Assets LV customer |  |  | 0 | 0 | 0 | 0 | 0
Assets HV customer |  |  | 0 | 0 | 0 | 0 | 0
Transmission exit | 0.053375 | 0 | 0 | 0.04234 | 903125.9796 | 0.04234 | 11.1019
Operating 132kV | 0.10837 | 0.0013307 | 0 | 0.086238 | 1839475.603 | 0.086238 | 22.6121
Operating 132kV/EHV | 0.036281 | 0.00044552 | 0 | 0.028873 | 615860.2965 | 0.028873 | 7.5706
Operating EHV | 0.051816 | 0.0022804 | 0 | 0.041576 | 886815.5175 | 0.041576 | 10.9014
Operating EHV/HV | 0.072647 | 0.0031971 | 0 | 0.058289 | 1243325.1209 | 0.058289 | 15.2838
Operating 132kV/HV | 0.0052806 | 6.4843e-05 | 0 | 0.0042023 | 89635.5787 | 0.0042023 | 1.1019
Operating HV | 0.12815 | 0.0056395 | 0 | 0.10282 | 2193173.6022 | 0.10282 | 26.96
Operating HV/LV | 0.083438 | 0.003672 | 0 | 0.066948 | 1428009.3026 | 0.066948 | 17.5541
Operating LV circuits | 0 | 0 | 1.0501 | 0 | 311800.2809 | 0.014618 | 3.8329
Operating LV customer |  |  | 4.3884 | 0 | 1303027.0309 | 0.061088 | 16.0177
Operating HV customer |  |  | 0 | 0 | 0 | 0 | 0
Scaler | 0.55463 | 0 | 0 | 0.43997 | 9384648.1819 | 0.43997 | 115.3627
Rounding | 5.6684e-05 | -0.00047491 | 0.0046103 | -5.3215e-05 | 233.8261 | 1.0962e-05 | 0.0028744
Total | 1.928 | 0.042 | 5.59 | 1.5381 | 34467735.1905 | 1.6159 | 423.7016
Small Non Domestic Off Peak (related MPAN)
| Rate 1 units (MWh) | MWh/year
Small Non Domestic Off Peak (related MPAN) | 6382.2956 | 6382.2956
| Unit rate 1 p/kWh | Revenue (£/year) | Average p/kWh
Assets 132kV | 0.035076 | 2238.6319 | 0.035076
Assets 132kV/EHV | 0.011743 | 749.4987 | 0.011743
Assets EHV | 0.021823 | 1392.7918 | 0.021823
Assets EHV/HV | 0.030596 | 1952.7095 | 0.030596
Assets 132kV/HV | 0.0017092 | 109.086 | 0.0017092
Assets HV | 0.028111 | 1794.1236 | 0.028111
Assets HV/LV | 0.010229 | 652.8157 | 0.010229
Assets LV circuits | 0 | 0 | 0
Transmission exit | 0.0054191 | 345.8614 | 0.0054191
Operating 132kV | 0.015369 | 980.9259 | 0.015369
Operating 132kV/EHV | 0.0051457 | 328.416 | 0.0051457
Operating EHV | 0.0095623 | 610.2949 | 0.0095623
Operating EHV/HV | 0.013406 | 855.6401 | 0.013406
Operating 132kV/HV | 0.00074894 | 47.7994 | 0.00074894
Operating HV | 0.023648 | 1509.3135 | 0.023648
Operating HV/LV | 0.015398 | 982.7374 | 0.015398
Operating LV circuits | 0 | 0 | 0
Scaler | 0.056311 | 3593.9473 | 0.056311
Rounding | -0.00029571 | -18.8734 | -0.00029571
Total | 0.284 | 18125.7196 | 0.284
LV Medium Non-Domestic
| Rate 1 units (MWh) | Rate 2 units (MWh) | MPANs | MWh/year | MWh/MPAN/year
LV Medium Non-Domestic | 728535.2643 | 189190.1791 | 7840.4315 | 917725.4434 | 117.0504
| Unit rate 1 p/kWh | Unit rate 2 p/kWh | Fixed charge p/MPAN/day | Average unit rate (p/kWh) | Revenue (£/year) | Average p/kWh | Average £/MPAN/year
Assets 132kV | 0.25471 | 0.0029209 | 0 | 0.2028 | 1861185.5142 | 0.2028 | 237.383
Assets 132kV/EHV | 0.085278 | 0.00097794 | 0 | 0.067899 | 623128.8204 | 0.067899 | 79.4763
Assets EHV | 0.1212 | 0.0050055 | 0 | 0.097244 | 892429.8047 | 0.097244 | 113.8241
Assets EHV/HV | 0.16992 | 0.0070178 | 0 | 0.13634 | 1251196.4133 | 0.13634 | 159.5826
Assets 132kV/HV | 0.012412 | 0.00014233 | 0 | 0.0098824 | 90693.4783 | 0.0098824 | 11.5674
Assets HV | 0.15612 | 0.0064479 | 0 | 0.12526 | 1149582.6554 | 0.12526 | 146.6224
Assets HV/LV | 0.056806 | 0.0023461 | 0 | 0.045579 | 418290.9297 | 0.045579 | 53.3505
Assets LV circuits | 0 | 0 | 3.0132 | 0 | 86230.673 | 0.0093961 | 10.9982
Assets LV customer |  |  | 0 | 0 | 0 | 0 | 0
Assets HV customer |  |  | 0 | 0 | 0 | 0 | 0
Transmission exit | 0.055239 | 0 | 0 | 0.043852 | 402437.2577 | 0.043852 | 51.3285
Operating 132kV | 0.11161 | 0.0012799 | 0 | 0.088865 | 815536.0747 | 0.088865 | 104.0167
Operating 132kV/EHV | 0.037367 | 0.00042851 | 0 | 0.029752 | 273043.1912 | 0.029752 | 34.825
Operating EHV | 0.053106 | 0.0021933 | 0 | 0.04261 | 391045.7578 | 0.04261 | 49.8755
Operating EHV/HV | 0.074455 | 0.0030751 | 0 | 0.05974 | 548250.4585 | 0.05974 | 69.9261
Operating 132kV/HV | 0.0054386 | 6.2368e-05 | 0 | 0.0043303 | 39740.1563 | 0.0043303 | 5.0686
Operating HV | 0.13134 | 0.0054243 | 0 | 0.10538 | 967090.9183 | 0.10538 | 123.3466
Operating HV/LV | 0.085515 | 0.0035318 | 0 | 0.068614 | 629687.8763 | 0.068614 | 80.3129
Operating LV circuits | 0 | 0 | 21.5438 | 0 | 616531.446 | 0.06718 | 78.6349
Operating LV customer |  |  | 5.1838 | 0 | 148347.7787 | 0.016165 | 18.9209
Operating HV customer |  |  | 0 | 0 | 0 | 0 | 0
Scaler | 0.57401 | 0 | 0 | 0.45567 | 4181844.1325 | 0.45567 | 533.3691
Rounding | 0.00048494 | 0.00014619 | -0.00081117 | 0.00041511 | 3786.316 | 0.00041258 | 0.48292
Total | 1.985 | 0.041 | 29.74 | 1.5842 | 15390079.6529 | 1.677 | 1962.9123
LV Sub Medium Non-Domestic
| Rate 1 units (MWh) | Rate 2 units (MWh) | MPANs | MWh/year | MWh/MPAN/year
LV Sub Medium Non-Domestic | 38.4905 | 18.7356 | 0 | 57.2261
| Unit rate 1 p/kWh | Unit rate 2 p/kWh | Fixed charge p/MPAN/day | Average unit rate (p/kWh) | Revenue (£/year) | Average p/kWh | Average £/MPAN/year
Assets 132kV | 0.28557 | 0.0032748 | 0 | 0.19315 | 110.53 | 0.19315
Assets 132kV/EHV | 0.095609 | 0.0010964 | 0 | 0.064666 | 37.0057 | 0.064666
Assets EHV | 0.13588 | 0.0056119 | 0 | 0.09323 | 53.3518 | 0.09323
Assets EHV/HV | 0.1905 | 0.007868 | 0 | 0.13071 | 74.7999 | 0.13071
Assets 132kV/HV | 0.013915 | 0.00015958 | 0 | 0.0094118 | 5.386 | 0.0094118
Assets HV | 0.17503 | 0.007229 | 0 | 0.12009 | 68.7251 | 0.12009
Assets HV/LV | 0 | 0 | 0 | 0 | 0 | 0
Assets LV circuits | 0 | 0 | 0 | 0 | 0 | 0
Assets LV customer |  |  | 0 | 0 | 0 | 0
Assets HV customer |  |  | 0 | 0 | 0 | 0
Transmission exit | 0.061931 | 0 | 0 | 0.041655 | 23.8376 | 0.041655
Operating 132kV | 0.12513 | 0.001435 | 0 | 0.084633 | 48.4321 | 0.084633
Operating 132kV/EHV | 0.041894 | 0.00048043 | 0 | 0.028335 | 16.2152 | 0.028335
Operating EHV | 0.05954 | 0.002459 | 0 | 0.040852 | 23.3778 | 0.040852
Operating EHV/HV | 0.083475 | 0.0034476 | 0 | 0.057274 | 32.7759 | 0.057274
Operating 132kV/HV | 0.0060975 | 6.9924e-05 | 0 | 0.0041241 | 2.36 | 0.0041241
Operating HV | 0.14725 | 0.0060814 | 0 | 0.10103 | 57.8153 | 0.10103
Operating HV/LV | 0 | 0 | 0 | 0 | 0 | 0
Operating LV circuits | 0 | 0 | 0 | 0 | 0 | 0
Operating LV customer |  |  | 3.8618 | 0 | 0 | 0
Operating HV customer |  |  | 0 | 0 | 0 | 0
Scaler | 0.64354 | 0 | 0 | 0.43285 | 247.7035 | 0.43285
Rounding | -0.00036534 | -0.00021295 | -0.0018347 | -0.00031545 | -0.18052 | -0.00031545
Total | 2.065 | 0.039 | 3.86 | 1.4017 | 802.1353 | 1.4017 | 0
HV Medium Non-Domestic
| Rate 1 units (MWh) | Rate 2 units (MWh) | MPANs | MWh/year | MWh/MPAN/year
HV Medium Non-Domestic | 24067.3903 | 6823.5574 | 181 | 30890.9477 | 170.6682
| Unit rate 1 p/kWh | Unit rate 2 p/kWh | Fixed charge p/MPAN/day | Average unit rate (p/kWh) | Revenue (£/year) | Average p/kWh | Average £/MPAN/year
Assets 132kV | 0.25184 | 0.0028946 | 2.0138 | 0.19685 | 62138.2539 | 0.20115 | 343.3053
Assets 132kV/EHV | 0.0856 | 0.00098389 | 0 | 0.066909 | 20668.8118 | 0.066909 | 114.1923
Assets EHV | 0.091712 | 0.0037652 | 11.1005 | 0.072286 | 29663.2625 | 0.096026 | 163.8854
Assets EHV/HV | 0 | 0 | 53.9849 | 0 | 35665.1213 | 0.11545 | 197.0449
Assets 132kV/HV | 0 | 0 | 4.2391 | 0 | 2800.5591 | 0.009066 | 15.4727
Assets HV | 0 | 0 | 39.6948 | 0 | 26224.3957 | 0.084893 | 144.8862
Assets HV/LV | 0 | 0 | 0 | 0 | 0 | 0 | 0
Assets LV circuits | 0 | 0 | 0 | 0 | 0 | 0 | 0
Assets LV customer |  |  | 0 | 0 | 0 | 0 | 0
Assets HV customer |  |  | 0 | 0 | 0 | 0 | 0
Transmission exit | 0.054788 | 0 | 0 | 0.042686 | 13186.0114 | 0.042686 | 72.8509
Operating 132kV | 0.11035 | 0.0012684 | 0.8824 | 0.086255 | 27227.8004 | 0.088142 | 150.4298
Operating 132kV/EHV | 0.037508 | 0.00043112 | 0 | 0.029318 | 9056.68 | 0.029318 | 50.0369
Operating EHV | 0.043 | 0.0017653 | 5.2045 | 0.033891 | 13907.7209 | 0.045022 | 76.8382
Operating EHV/HV | 0 | 0 | 36.484 | 0 | 24103.1639 | 0.078027 | 133.1667
Operating 132kV/HV | 0 | 0 | 2.8649 | 0 | 1892.6708 | 0.0061269 | 10.4567
Operating HV | 0 | 0 | 48.0271 | 0 | 31729.0856 | 0.10271 | 175.2988
Operating HV/LV | 0 | 0 | 0 | 0 | 0 | 0 | 0
Operating LV circuits | 0 | 0 | 0 | 0 | 0 | 0 | 0
Operating LV customer |  |  | 0 | 0 | 0 | 0 | 0
Operating HV customer |  |  | 66.3131 | 0 | 43809.7246 | 0.14182 | 242.0427
Scaler | 0.56932 | 0 | 0 | 0.44356 | 137019.7301 | 0.44356 | 757.0151
Rounding | -0.00011066 | -0.00010858 | 0.00091301 | -0.0001102 | -33.4392 | -0.00010825 | -0.18475
Total | 1.244 | 0.011 | 270.81 | 0.97164 | 479059.5529 | 1.5508 | 2646.7379
LV HH Metered
| Rate 1 units (MWh) | Rate 2 units (MWh) | Rate 3 units (MWh) | MPANs | Import capacity (kVA) | Reactive power units (MVArh) | MWh/year | MWh/MPAN/year
LV HH Metered | 322283.3993 | 1271621.6463 | 1364199.4734 | 7797.6864 | 1540425.8998 | 309338.5493 | 2958104.519 | 379.3567
| Unit rate 1 p/kWh | Unit rate 2 p/kWh | Unit rate 3 p/kWh | Fixed charge p/MPAN/day | Capacity charge p/kVA/day | Reactive power charge p/kVArh | Average unit rate (p/kWh) | Revenue (£/year) | Average p/kWh | Average £/MPAN/year | Average p/kVA/day
Assets 132kV | 1.4332 | 0.076137 | 0.0027265 |  | 0 | 0.051682 | 0.19554 | 5784292.4175 | 0.19554 | 741.796 | 1.0288
Assets 132kV/EHV | 0.47985 | 0.025491 | 0.00091285 |  | 0 | 0.017303 | 0.065467 | 1936593.2539 | 0.065467 | 248.3549 | 0.34443
Assets EHV | 0.56853 | 0.063059 | 0.0046724 |  | 0 | 0.024683 | 0.093785 | 2774246.4868 | 0.093785 | 355.7782 | 0.49341
Assets EHV/HV | 0.79709 | 0.088409 | 0.0065507 |  | 0 | 0.034606 | 0.13149 | 3889524.1237 | 0.13149 | 498.8049 | 0.69177
Assets 132kV/HV | 0.069839 | 0.0037101 | 0.00013286 |  | 0 | 0.0025184 | 0.0095285 | 281862.0684 | 0.0095285 | 36.1469 | 0.050131
Assets HV | 0.58588 | 0.064983 | 0.004815 |  | 0.24145 | 0.025436 | 0.096647 | 4216465.2527 | 0.14254 | 540.7329 | 0.74992
Assets HV/LV | 0 | 0 | 0 |  | 0.43927 | 0 | 0 | 2469814.4196 | 0.083493 | 316.7368 | 0.43927
Assets LV circuits | 0 | 0 | 0 |  | 0.10537 | 0 | 0 | 592425.9251 | 0.020027 | 75.9746 | 0.10537
Assets LV customer |  |  |  | 0 |  |  | 0 | 0 | 0 | 0 | 0
Assets HV customer |  |  |  | 0 |  |  | 0 | 0 | 0 | 0 | 0
Transmission exit | 0.37708 | 0 | 0 |  | 0 | 0.011344 | 0.042269 | 1250363.1289 | 0.042269 | 160.3505 | 0.22238
Operating 132kV | 0.62801 | 0.033362 | 0.0011947 |  | 0 | 0.022646 | 0.085682 | 2534566.8644 | 0.085682 | 325.0409 | 0.45079
Operating 132kV/EHV | 0.21026 | 0.01117 | 0.00039999 |  | 0 | 0.0075819 | 0.028687 | 848578.3112 | 0.028687 | 108.8244 | 0.15092
Operating EHV | 0.24912 | 0.027631 | 0.0020473 |  | 0 | 0.010816 | 0.041095 | 1215622.0176 | 0.041095 | 155.8952 | 0.2162
Operating EHV/HV | 0.34927 | 0.038739 | 0.0028704 |  | 0 | 0.015164 | 0.057615 | 1704315.4548 | 0.057615 | 218.5668 | 0.30312
Operating 132kV/HV | 0.030602 | 0.0016257 | 5.8217e-05 |  | 0 | 0.0011035 | 0.0041752 | 123506.5946 | 0.0041752 | 15.8389 | 0.021966
Operating HV | 0.49288 | 0.054668 | 0.0040506 |  | 0.20312 | 0.021398 | 0.081305 | 3547117.9338 | 0.11991 | 454.8936 | 0.63087
Operating HV/LV | 0 | 0 | 0 |  | 0.66127 | 0 | 0 | 3718015.5875 | 0.12569 | 476.8101 | 0.66127
Operating LV circuits | 0 | 0 | 0 |  | 0.75334 | 0 | 0 | 4235722.6221 | 0.14319 | 543.2025 | 0.75334
Operating LV customer |  |  |  | 8.8613 |  |  | 0 | 252207.6799 | 0.008526 | 32.3439 | 0.044856
Operating HV customer |  |  |  | 0 |  |  | 0 | 0 | 0 | 0 | 0
Scaler | 3.9184 | 0 | 0 | 0 | 0 | 0.11788 | 0.43923 | 12992891.7218 | 0.43923 | 1666.2496 | 2.3109
Rounding | 1.3981e-06 | 1.4729e-05 | -0.00043166 | -0.0013456 | -0.0038138 | -0.00015926 | -0.00020924 | -27671.1974 | -0.00093544 | -3.5486 | -0.0049215
Total | 10.19 | 0.489 | 0.03 | 8.86 | 2.4 | 0.364 | 1.3723 | 54340460.6669 | 1.837 | 6968.7927 | 9.6647
LV Sub HH Metered
| Rate 1 units (MWh) | Rate 2 units (MWh) | Rate 3 units (MWh) | MPANs | Import capacity (kVA) | Reactive power units (MVArh) | MWh/year | MWh/MPAN/year
LV Sub HH Metered | 2624.6772 | 9854.1177 | 11896.2949 | 39 | 22000 | 873.4438 | 24375.0898 | 625.0023
| Unit rate 1 p/kWh | Unit rate 2 p/kWh | Unit rate 3 p/kWh | Fixed charge p/MPAN/day | Capacity charge p/kVA/day | Reactive power charge p/kVArh | Average unit rate (p/kWh) | Revenue (£/year) | Average p/kWh | Average £/MPAN/year | Average p/kVA/day
Assets 132kV | 1.3775 | 0.073177 | 0.0026205 |  | 0 | 0.049093 | 0.18095 | 44106.4558 | 0.18095 | 1130.9348 | 0.54927
Assets 132kV/EHV | 0.46119 | 0.0245 | 0.00087736 |  | 0 | 0.016436 | 0.060582 | 14766.9341 | 0.060582 | 378.6393 | 0.1839
Assets EHV | 0.54643 | 0.060607 | 0.0044907 |  | 0 | 0.023447 | 0.086372 | 21053.25 | 0.086372 | 539.8269 | 0.26218
Assets EHV/HV | 0.7661 | 0.084972 | 0.006296 |  | 0 | 0.032872 | 0.12109 | 29516.8884 | 0.12109 | 756.8433 | 0.36758
Assets 132kV/HV | 0.067124 | 0.0035658 | 0.0001277 |  | 0 | 0.0023922 | 0.0088174 | 2149.258 | 0.0088174 | 55.1092 | 0.026765
Assets HV | 0 | 0 | 0 |  | 1.1468 | 0 | 0 | 92085.3746 | 0.37778 | 2361.1635 | 1.1468
Assets HV/LV | 0 | 0 | 0 |  | 0.41727 | 0 | 0 | 33506.4876 | 0.13746 | 859.1407 | 0.41727
Assets LV circuits | 0 | 0 | 0 |  | 0 | 0 | 0 | 0 | 0 | 0 | 0
Assets LV customer |  |  |  | 0 |  |  | 0 | 0 | 0 | 0 | 0
Assets HV customer |  |  |  | 0 |  |  | 0 | 0 | 0 | 0 | 0
Transmission exit | 0.36242 | 0 | 0 |  | 0 | 0.010776 | 0.039411 | 9606.4937 | 0.039411 | 246.3204 | 0.11963
Operating 132kV | 0.60359 | 0.032065 | 0.0011483 |  | 0 | 0.021512 | 0.079288 | 19326.6096 | 0.079288 | 495.5541 | 0.24068
Operating 132kV/EHV | 0.20208 | 0.010735 | 0.00038444 |  | 0 | 0.0072021 | 0.026546 | 6470.5895 | 0.026546 | 165.9126 | 0.08058
Operating EHV | 0.23943 | 0.026557 | 0.0019677 |  | 0 | 0.010274 | 0.037847 | 9225.1335 | 0.037847 | 236.5419 | 0.11488
Operating EHV/HV | 0.33569 | 0.037233 | 0.0027588 |  | 0 | 0.014404 | 0.053061 | 12933.7388 | 0.053061 | 331.6343 | 0.16107
Operating 132kV/HV | 0.029413 | 0.0015625 | 5.5954e-05 |  | 0 | 0.0010482 | 0.0038636 | 941.764 | 0.0038636 | 24.1478 | 0.011728
Operating HV | 0 | 0 | 0 |  | 0.96472 | 0 | 0 | 77467.1826 | 0.31781 | 1986.338 | 0.96472
Operating HV/LV | 0 | 0 | 0 |  | 0.62815 | 0 | 0 | 50440.0825 | 0.20693 | 1293.3354 | 0.62815
Operating LV circuits | 0 | 0 | 0 |  | 0 | 0 | 0 | 0 | 0 | 0 | 0
Operating LV customer |  |  |  | 6.5082 |  |  | 0 | 926.4493 | 0.0038008 | 23.7551 | 0.011537
Operating HV customer |  |  |  | 0 |  |  | 0 | 0 | 0 | 0 | 0
Scaler | 3.766 | 0 | 0 | 0 | 0 | 0.11197 | 0.40953 | 99823.9069 | 0.40953 | 2559.5874 | 1.2431
Rounding | 6.9234e-06 | 2.5626e-05 | 0.00027244 | 0.0017505 | 0.0030993 | -0.00042991 | 0.00012866 | 280.4837 | 0.0011507 | 7.1919 | 0.0034929
Total | 8.757 | 0.355 | 0.021 | 6.51 | 3.16 | 0.301 | 1.1075 | 524627.0826 | 2.1523 | 13451.9765 | 6.5333
HV HH Metered
| Rate 1 units (MWh) | Rate 2 units (MWh) | Rate 3 units (MWh) | MPANs | Import capacity (kVA) | Reactive power units (MVArh) | MWh/year | MWh/MPAN/year
HV HH Metered | 793747.1011 | 3045528.6314 | 4152658.8353 | 2866.6885 | 2657688.5108 | 686776.7639 | 7991934.5678 | 2787.8629
| Unit rate 1 p/kWh | Unit rate 2 p/kWh | Unit rate 3 p/kWh | Fixed charge p/MPAN/day | Capacity charge p/kVA/day | Reactive power charge p/kVArh | Average unit rate (p/kWh) | Revenue (£/year) | Average p/kWh | Average £/MPAN/year | Average p/kVA/day
Assets 132kV | 1.1998 | 0.063737 | 0.0022825 |  | 0.03988 | 0.03944 | 0.14803 | 12216959.2502 | 0.15287 | 4261.6975 | 1.2594
Assets 132kV/EHV | 0.40781 | 0.021664 | 0.00077582 |  | 0 | 0.013406 | 0.050314 | 4021096.2525 | 0.050314 | 1402.6973 | 0.41452
Assets EHV | 0.36126 | 0.040069 | 0.002969 |  | 0.21983 | 0.014298 | 0.053921 | 6441760.5139 | 0.080603 | 2247.1086 | 0.66406
Assets EHV/HV | 0 | 0 | 0 |  | 1.0691 | 0 | 0 | 10370685.718 | 0.12976 | 3617.6535 | 1.0691
Assets 132kV/HV | 0 | 0 | 0 |  | 0.083948 | 0 | 0 | 814345.1452 | 0.01019 | 284.0717 | 0.083948
Assets HV | 0 | 0 | 0 |  | 0.78609 | 0 | 0 | 7625516.3606 | 0.095415 | 2660.0436 | 0.78609
Assets HV/LV | 0 | 0 | 0 |  | 0 | 0 | 0 | 0 | 0 | 0 | 0
Assets LV circuits | 0 | 0 | 0 |  | 0 | 0 | 0 | 0 | 0 | 0 | 0
Assets LV customer |  |  |  | 0 |  |  | 0 | 0 | 0 | 0 | 0
Assets HV customer |  |  |  | 0 |  |  | 0 | 0 | 0 | 0 | 0
Transmission exit | 0.32048 | 0 | 0 |  | 0 | 0.0087888 | 0.032584 | 2604129.9325 | 0.032584 | 908.4105 | 0.26845
Operating 132kV | 0.52573 | 0.027928 | 0.0010001 |  | 0.017474 | 0.017282 | 0.064862 | 5353239.0592 | 0.066983 | 1867.3947 | 0.55185
Operating 132kV/EHV | 0.1787 | 0.0094929 | 0.00033995 |  | 0 | 0.0058741 | 0.022047 | 1761967.8579 | 0.022047 | 614.6353 | 0.18164
Operating EHV | 0.16938 | 0.018787 | 0.001392 |  | 0.10307 | 0.0067036 | 0.025281 | 3020241.202 | 0.037791 | 1053.5645 | 0.31135
Operating EHV/HV | 0 | 0 | 0 |  | 0.72251 | 0 | 0 | 7008705.6591 | 0.087697 | 2444.8787 | 0.72251
Operating 132kV/HV | 0 | 0 | 0 |  | 0.056734 | 0 | 0 | 550349.8595 | 0.0068863 | 191.981 | 0.056734
Operating HV | 0 | 0 | 0 |  | 0.9511 | 0 | 0 | 9226167.2807 | 0.11544 | 3218.4059 | 0.9511
Operating HV/LV | 0 | 0 | 0 |  | 0 | 0 | 0 | 0 | 0 | 0 | 0
Operating LV circuits | 0 | 0 | 0 |  | 0 | 0 | 0 | 0 | 0 | 0 | 0
Operating LV customer |  |  |  | 0 |  |  | 0 | 0 | 0 | 0 | 0
Operating HV customer |  |  |  | 66.3131 |  |  | 0 | 693860.9617 | 0.008682 | 242.0427 | 0.071528
Scaler | 3.3302 | 0 | 0 | 0 | 0 | 0.091327 | 0.33859 | 27060281.4968 | 0.33859 | 9439.5612 | 2.7896
Rounding | -0.00031196 | 0.00032171 | 0.00024066 | -0.0030622 | 0.00029737 | -0.00011857 | 0.00020647 | 19353.6866 | 0.00024217 | 6.7512 | 0.0019951
Total | 6.493 | 0.182 | 0.009 | 66.31 | 4.05 | 0.197 | 0.73584 | 98788660.2364 | 1.2361 | 34460.898 | 10.1838
HV Sub HH Metered
| Rate 1 units (MWh) | Rate 2 units (MWh) | Rate 3 units (MWh) | MPANs | Import capacity (kVA) | Reactive power units (MVArh) | MWh/year | MWh/MPAN/year
HV Sub HH Metered | 0 | 0 | 0 | 0 | 0 | 0 | 0
| Unit rate 1 p/kWh | Unit rate 2 p/kWh | Unit rate 3 p/kWh | Fixed charge p/MPAN/day | Capacity charge p/kVA/day | Reactive power charge p/kVArh | Average unit rate (p/kWh) | Revenue (£/year) | Average p/kWh | Average £/MPAN/year | Average p/kVA/day
Assets 132kV | 1.1447 | 0.060812 | 0.0021777 |  | 0 | 0.039352 | 0 | 0
Assets 132kV/EHV | 0.41436 | 0.022012 | 0.00078827 |  | 0 | 0.014244 | 0 | 0
Assets EHV | 0 | 0 | 0 |  | 1.1679 | 0 | 0 | 0
Assets EHV/HV | 0 | 0 | 0 |  | 1.1359 | 0 | 0 | 0
Assets 132kV/HV | 0 | 0 | 0 |  | 0 | 0 | 0 | 0
Assets HV | 0 | 0 | 0 |  | 0 | 0 | 0 | 0
Assets HV/LV | 0 | 0 | 0 |  | 0 | 0 | 0 | 0
Assets LV circuits | 0 | 0 | 0 |  | 0 | 0 | 0 | 0
Assets LV customer |  |  |  | 0 |  |  | 0 | 0
Assets HV customer |  |  |  | 0 |  |  | 0 | 0
Transmission exit | 0.30118 | 0 | 0 |  | 0 | 0.0086377 | 0 | 0
Operating 132kV | 0.50161 | 0.026647 | 0.00095425 |  | 0 | 0.017243 | 0 | 0
Operating 132kV/EHV | 0.18156 | 0.0096452 | 0.0003454 |  | 0 | 0.0062415 | 0 | 0
Operating EHV | 0 | 0 | 0 |  | 0.54757 | 0 | 0 | 0
Operating EHV/HV | 0 | 0 | 0 |  | 0.76769 | 0 | 0 | 0
Operating 132kV/HV | 0 | 0 | 0 |  | 0 | 0 | 0 | 0
Operating HV | 0 | 0 | 0 |  | 0 | 0 | 0 | 0
Operating HV/LV | 0 | 0 | 0 |  | 0 | 0 | 0 | 0
Operating LV circuits | 0 | 0 | 0 |  | 0 | 0 | 0 | 0
Operating LV customer |  |  |  | 0 |  |  | 0 | 0
Operating HV customer |  |  |  | 66.3131 |  |  | 0 | 0
Scaler | 3.1297 | 0 | 0 | 0 | 0 | 0.089757 | 0 | 0
Rounding | -0.00013643 | -0.00011631 | -0.00026566 | -0.0030622 | 0.00090524 | -0.00047609 | 0 | 0
Total | 5.673 | 0.119 | 0.004 | 66.31 | 3.62 | 0.175 | 0 | 0 | 0 | 0 | 0
NHH UMS category A
| Rate 1 units (MWh) | MWh/year
NHH UMS category A | 59610.0652 | 59610.0652
| Unit rate 1 p/kWh | Revenue (£/year) | Average p/kWh
Assets 132kV | 0.16107 | 96013.1001 | 0.16107
Assets 132kV/EHV | 0.053926 | 32145.3876 | 0.053926
Assets EHV | 0.076834 | 45800.7224 | 0.076834
Assets EHV/HV | 0.10772 | 64213.1172 | 0.10772
Assets 132kV/HV | 0.0078487 | 4678.6105 | 0.0078487
Assets HV | 0.098973 | 58998.1597 | 0.098973
Assets HV/LV | 0.036013 | 21467.2646 | 0.036013
Assets LV circuits | 0.0084162 | 5016.8849 | 0.0084162
Assets LV customer |  | 0 | 0
Transmission exit | 0.035406 | 21105.6493 | 0.035406
Operating 132kV | 0.070577 | 42071.1134 | 0.070577
Operating 132kV/EHV | 0.023629 | 14085.4971 | 0.023629
Operating EHV | 0.033667 | 20069.005 | 0.033667
Operating EHV/HV | 0.047202 | 28136.966 | 0.047202
Operating 132kV/HV | 0.0034391 | 2050.0781 | 0.0034391
Operating HV | 0.083262 | 49632.4333 | 0.083262
Operating HV/LV | 0.054213 | 32316.4461 | 0.054213
Operating LV circuits | 0.060174 | 35869.6873 | 0.060174
Operating LV customer | 0.60799 | 362426.1726 | 0.60799
Scaler | 0.36792 | 219315.0208 | 0.36792
Rounding | -0.00028226 | -168.2525 | -0.00028226
Total | 1.938 | 1155243.0634 | 1.938
NHH UMS category B
| Rate 1 units (MWh) | MWh/year
NHH UMS category B | 23205.3026 | 23205.3026
| Unit rate 1 p/kWh | Revenue (£/year) | Average p/kWh
Assets 132kV | 0.23562 | 54675.77 | 0.23562
Assets 132kV/EHV | 0.078885 | 18305.5627 | 0.078885
Assets EHV | 0.098461 | 22848.1892 | 0.098461
Assets EHV/HV | 0.13804 | 32033.4128 | 0.13804
Assets 132kV/HV | 0.011481 | 2664.2888 | 0.011481
Assets HV | 0.12683 | 29431.8745 | 0.12683
Assets HV/LV | 0.04615 | 10709.1788 | 0.04615
Assets LV circuits | 0.010785 | 2502.7276 | 0.010785
Assets LV customer |  | 0 | 0
Transmission exit | 0.060576 | 14056.8332 | 0.060576
Operating 132kV | 0.10324 | 23957.882 | 0.10324
Operating 132kV/EHV | 0.034566 | 8021.1492 | 0.034566
Operating EHV | 0.043144 | 10011.6417 | 0.043144
Operating EHV/HV | 0.060488 | 14036.4319 | 0.060488
Operating 132kV/HV | 0.0050309 | 1167.4407 | 0.0050309
Operating HV | 0.1067 | 24759.6799 | 0.1067
Operating HV/LV | 0.069473 | 16121.4111 | 0.069473
Operating LV circuits | 0.077112 | 17893.9842 | 0.077112
Operating LV customer | 0.60799 | 141087.0628 | 0.60799
Scaler | 0.62946 | 146068.6961 | 0.62946
Rounding | -4.4466e-05 | -10.3185 | -4.4466e-05
Total | 2.544 | 590342.8986 | 2.544
NHH UMS category C
| Rate 1 units (MWh) | MWh/year
NHH UMS category C | 294.0177 | 294.0177
| Unit rate 1 p/kWh | Revenue (£/year) | Average p/kWh
Assets 132kV | 0.44995 | 1322.9464 | 0.44995
Assets 132kV/EHV | 0.15065 | 442.9252 | 0.15065
Assets EHV | 0.18483 | 543.419 | 0.18483
Assets EHV/HV | 0.25913 | 761.8795 | 0.25913
Assets 132kV/HV | 0.021926 | 64.4657 | 0.021926
Assets HV | 0.23808 | 700.0047 | 0.23808
Assets HV/LV | 0.086629 | 254.706 | 0.086629
Assets LV circuits | 0.020245 | 59.5246 | 0.020245
Assets LV customer |  | 0 | 0
Transmission exit | 0.11622 | 341.7202 | 0.11622
Operating 132kV | 0.19716 | 579.6899 | 0.19716
Operating 132kV/EHV | 0.06601 | 194.0814 | 0.06601
Operating EHV | 0.080987 | 238.1159 | 0.080987
Operating EHV/HV | 0.11354 | 333.8411 | 0.11354
Operating 132kV/HV | 0.0096075 | 28.2476 | 0.0096075
Operating HV | 0.20029 | 588.8817 | 0.20029
Operating HV/LV | 0.13041 | 383.43 | 0.13041
Operating LV circuits | 0.14475 | 425.5887 | 0.14475
Operating LV customer | 0.60799 | 1787.6125 | 0.60799
Scaler | 1.2077 | 3550.9154 | 1.2077
Rounding | -0.00013558 | -0.39863 | -0.00013558
Total | 4.286 | 12601.5971 | 4.286
NHH UMS category D
| Rate 1 units (MWh) | MWh/year
NHH UMS category D | 8963.6941 | 8963.6941
| Unit rate 1 p/kWh | Revenue (£/year) | Average p/kWh
Assets 132kV | 0.11455 | 10267.6305 | 0.11455
Assets 132kV/EHV | 0.038351 | 3437.6243 | 0.038351
Assets EHV | 0.064889 | 5816.4496 | 0.064889
Assets EHV/HV | 0.090975 | 8154.7264 | 0.090975
Assets 132kV/HV | 0.0055817 | 500.3301 | 0.0055817
Assets HV | 0.083587 | 7492.4544 | 0.083587
Assets HV/LV | 0.030414 | 2726.2291 | 0.030414
Assets LV circuits | 0.0071078 | 637.1179 | 0.0071078
Assets LV customer |  | 0 | 0
Transmission exit | 0.018627 | 1669.6416 | 0.018627
Operating 132kV | 0.050192 | 4499.0803 | 0.050192
Operating 132kV/EHV | 0.016804 | 1506.3015 | 0.016804
Operating EHV | 0.028433 | 2548.6575 | 0.028433
Operating EHV/HV | 0.039864 | 3573.2459 | 0.039864
Operating 132kV/HV | 0.0024458 | 219.2351 | 0.0024458
Operating HV | 0.070318 | 6303.0567 | 0.070318
Operating HV/LV | 0.045785 | 4104.0178 | 0.045785
Operating LV circuits | 0.050819 | 4555.2607 | 0.050819
Operating LV customer | 0.60799 | 54498.8052 | 0.60799
Scaler | 0.19356 | 17349.738 | 0.19356
Rounding | -0.00028979 | -25.9755 | -0.00028979
Total | 1.56 | 139833.6273 | 1.56
LV UMS (Pseudo HH Metered)
| Rate 1 units (MWh) | Rate 2 units (MWh) | Rate 3 units (MWh) | MWh/year
LV UMS (Pseudo HH Metered) | 13602.7051 | 31529.1217 | 234861.167 | 279992.9938
| Unit rate 1 p/kWh | Unit rate 2 p/kWh | Unit rate 3 p/kWh | Average unit rate (p/kWh) | Revenue (£/year) | Average p/kWh
Assets 132kV | 4.4652 | 0.072047 | 0.0028421 | 0.22743 | 636779.4156 | 0.22743
Assets 132kV/EHV | 1.495 | 0.024121 | 0.00095155 | 0.076143 | 213195.0862 | 0.076143
Assets EHV | 1.7532 | 0.058747 | 0.0048705 | 0.095877 | 268447.5443 | 0.095877
Assets EHV/HV | 2.458 | 0.082364 | 0.0068285 | 0.13442 | 376366.4132 | 0.13442
Assets 132kV/HV | 0.21758 | 0.0035108 | 0.00013849 | 0.011082 | 31029.5452 | 0.011082
Assets HV | 2.2584 | 0.075675 | 0.0062739 | 0.1235 | 345800.4643 | 0.1235
Assets HV/LV | 0.82176 | 0.027535 | 0.0022828 | 0.044938 | 125824.0954 | 0.044938
Assets LV circuits | 0.19204 | 0.006435 | 0.0005335 | 0.010502 | 29405.0039 | 0.010502
Assets LV customer |  |  |  | 0 | 0 | 0
Transmission exit | 1.1929 | 0 | 0 | 0.057955 | 162268.8509 | 0.057955
Operating 132kV | 1.9566 | 0.03157 | 0.0012454 | 0.099654 | 279024.6222 | 0.099654
Operating 132kV/EHV | 0.65506 | 0.01057 | 0.00041695 | 0.033364 | 93418.0297 | 0.033364
Operating EHV | 0.76823 | 0.025742 | 0.0021341 | 0.042011 | 117628.6055 | 0.042011
Operating EHV/HV | 1.0771 | 0.03609 | 0.0029921 | 0.0589 | 164916.6001 | 0.0589
Operating 132kV/HV | 0.095341 | 0.0015383 | 6.0685e-05 | 0.004856 | 13596.5562 | 0.004856
Operating HV | 1.8999 | 0.063662 | 0.0052779 | 0.1039 | 290905.9971 | 0.1039
Operating HV/LV | 1.2371 | 0.041451 | 0.0034365 | 0.067649 | 189413.4006 | 0.067649
Operating LV circuits | 1.3731 | 0.046009 | 0.0038144 | 0.075087 | 210239.6852 | 0.075087
Operating LV customer | 0.60799 | 0.60799 | 0.60799 | 0.60799 | 1702343.1998 | 0.60799
Scaler | 12.3959 | 0 | 0 | 0.60222 | 1686183.4461 | 0.60222
Rounding | -0.00038588 | -6.3579e-05 | -9.4383e-05 | -0.00010508 | -294.2047 | -0.00010508
Total | 36.92 | 1.215 | 0.652 | 2.4774 | 6936492.3569 | 2.4774
LV Generation NHH
| Rate 1 units (MWh) | MPANs | MWh/year | MWh/MPAN/year
LV Generation NHH | 583.7348 | 103 | 583.7348 | 5.6673
| Unit rate 1 p/kWh | Fixed charge p/MPAN/day | Revenue (£/year) | Average p/kWh | Average £/MPAN/year
Assets 132kV | -0.13326 |  | -777.8616 | -0.13326 | -7.5521
Assets 132kV/EHV | -0.044614 |  | -260.4297 | -0.044614 | -2.5284
Assets EHV | -0.063643 |  | -371.5051 | -0.063643 | -3.6068
Assets EHV/HV | -0.089228 |  | -520.8543 | -0.089228 | -5.0568
Assets 132kV/HV | -0.0064934 |  | -37.9043 | -0.0064934 | -0.368
Assets HV | -0.081981 |  | -478.554 | -0.081981 | -4.6462
Assets HV/LV | -0.02983 |  | -174.1282 | -0.02983 | -1.6906
Assets LV circuits | 0 |  | 0 | 0 | 0
Assets LV customer |  | 0 | 0 | 0 | 0
Assets HV customer |  | 0 | 0 | 0 | 0
Transmission exit | -0.029249 |  | -170.7378 | -0.029249 | -1.6576
Operating 132kV | -0.05839 |  | -340.8441 | -0.05839 | -3.3092
Operating 132kV/EHV | -0.019549 |  | -114.1153 | -0.019549 | -1.1079
Operating EHV | -0.027887 |  | -162.7865 | -0.027887 | -1.5805
Operating EHV/HV | -0.039098 |  | -228.2284 | -0.039098 | -2.2158
Operating 132kV/HV | -0.0028453 |  | -16.609 | -0.0028453 | -0.16125
Operating HV | -0.068967 |  | -402.5854 | -0.068967 | -3.9086
Operating HV/LV | -0.044906 |  | -262.1296 | -0.044906 | -2.5449
Operating LV circuits | 0 |  | 0 | 0 | 0
Operating LV customer |  | 0 | 0 | 0 | 0
Operating HV customer |  | 0 | 0 | 0 | 0
Scaler | 0 | 0 | 0 | 0 | 0
Rounding | -6.2383e-05 | 0 | -0.36415 | -6.2383e-05 | -0.0035355
Total | -0.74 | 0 | -4319.6375 | -0.74 | -41.9382
LV Sub Generation NHH
| Rate 1 units (MWh) | MPANs | MWh/year | MWh/MPAN/year
LV Sub Generation NHH | 0 | 0 | 0
| Unit rate 1 p/kWh | Fixed charge p/MPAN/day | Revenue (£/year) | Average p/kWh | Average £/MPAN/year
Assets 132kV | -0.12658 |  | 0
Assets 132kV/EHV | -0.04238 |  | 0
Assets EHV | -0.060455 |  | 0
Assets EHV/HV | -0.084759 |  | 0
Assets 132kV/HV | -0.0061682 |  | 0
Assets HV | -0.077875 |  | 0
Assets HV/LV | 0 |  | 0
Assets LV circuits | 0 |  | 0
Assets LV customer |  | 0 | 0
Assets HV customer |  | 0 | 0
Transmission exit | -0.027784 |  | 0
Operating 132kV | -0.055466 |  | 0
Operating 132kV/EHV | -0.01857 |  | 0
Operating EHV | -0.02649 |  | 0
Operating EHV/HV | -0.03714 |  | 0
Operating 132kV/HV | -0.0027028 |  | 0
Operating HV | -0.065513 |  | 0
Operating HV/LV | 0 |  | 0
Operating LV circuits | 0 |  | 0
Operating LV customer |  | 0 | 0
Operating HV customer |  | 0 | 0
Scaler | 0 | 0 | 0
Rounding | -0.0001176 | 0 | 0
Total | -0.632 | 0 | 0 | 0 | 0
LV Generation Intermittent
| Rate 1 units (MWh) | MPANs | Reactive power units (MVArh) | MWh/year | MWh/MPAN/year
LV Generation Intermittent | 687.096 | 30 | 144.331 | 687.096 | 22.9032
| Unit rate 1 p/kWh | Fixed charge p/MPAN/day | Reactive power charge p/kVArh | Revenue (£/year) | Average p/kWh | Average £/MPAN/year
Assets 132kV | -0.13326 |  | 0.036795 | -862.4898 | -0.12553 | -28.7497
Assets 132kV/EHV | -0.044614 |  | 0.013319 | -287.3208 | -0.041817 | -9.5774
Assets EHV | -0.063643 |  | 0.018999 | -409.8656 | -0.059652 | -13.6622
Assets EHV/HV | -0.089228 |  | 0.026637 | -574.636 | -0.083633 | -19.1545
Assets 132kV/HV | -0.0064934 |  | 0.023892 | -10.132 | -0.0014746 | -0.33773
Assets HV | -0.081981 |  | 0.022637 | -530.6187 | -0.077226 | -17.6873
Assets HV/LV | -0.02983 |  | 0.0082368 | -193.0727 | -0.0281 | -6.4358
Assets LV circuits | 0 |  | 0.0019249 | 2.7783 | 0.00040435 | 0.092609
Assets LV customer |  | 0 |  | 0 | 0 | 0
Assets HV customer |  | 0 |  | 0 | 0 | 0
Transmission exit | -0.029249 |  | 0.0080764 | -189.3134 | -0.027553 | -6.3104
Operating 132kV | -0.05839 |  | 0.016123 | -377.9266 | -0.055003 | -12.5976
Operating 132kV/EHV | -0.019549 |  | 0.0058359 | -125.8985 | -0.018323 | -4.1966
Operating EHV | -0.027887 |  | 0.008325 | -179.5953 | -0.026138 | -5.9865
Operating EHV/HV | -0.039098 |  | 0.011672 | -251.7946 | -0.036646 | -8.3932
Operating 132kV/HV | -0.0028453 |  | 0.010469 | -4.4396 | -0.00064614 | -0.14799
Operating HV | -0.068967 |  | 0.019043 | -446.3851 | -0.064967 | -14.8795
Operating HV/LV | -0.044906 |  | 0.012399 | -290.6483 | -0.042301 | -9.6883
Operating LV circuits | 0 |  | 0.013763 | 19.864 | 0.002891 | 0.66213
Operating LV customer |  | 0 |  | 0 | 0 | 0
Operating HV customer |  | 0 |  | 0 | 0 | 0
Scaler | 0 | 0 | 0 | 0 | 0 | 0
Rounding | -6.2383e-05 | 0 | -0.00014758 | -0.64163 | -9.3383e-05 | -0.021388
Total | -0.74 | 0 | 0.258 | -4712.1364 | -0.6858 | -157.0712
LV Generation Non-Intermittent
| Rate 1 units (MWh) | Rate 2 units (MWh) | Rate 3 units (MWh) | MPANs | Reactive power units (MVArh) | MWh/year | MWh/MPAN/year
LV Generation Non-Intermittent | 177.015 | 655.023 | 895.177 | 42 | 116.8734 | 1727.215 | 41.1242
| Unit rate 1 p/kWh | Unit rate 2 p/kWh | Unit rate 3 p/kWh | Fixed charge p/MPAN/day | Reactive power charge p/kVArh | Average unit rate (p/kWh) | Revenue (£/year) | Average p/kWh | Average £/MPAN/year
Assets 132kV | -1.2438 | -0.066072 | -0.0023661 |  | 0.036795 | -0.15126 | -2612.6011 | -0.15126 | -62.2048
Assets 132kV/EHV | -0.41641 | -0.022121 | -0.00079218 |  | 0.013319 | -0.050575 | -873.5362 | -0.050575 | -20.7985
Assets EHV | -0.49337 | -0.054723 | -0.0040547 |  | 0.018999 | -0.072132 | -1245.8819 | -0.072132 | -29.6639
Assets EHV/HV | -0.69171 | -0.076722 | -0.0056847 |  | 0.026637 | -0.10113 | -1746.7402 | -0.10113 | -41.5891
Assets 132kV/HV | -0.060607 | -0.0032196 | -0.0001153 |  | 0.023892 | -0.0058754 | -101.4809 | -0.0058754 | -2.4162
Assets HV | -0.63554 | -0.070491 | -0.0052231 |  | 0.022637 | -0.093042 | -1607.0282 | -0.093042 | -38.2626
Assets HV/LV | -0.23125 | -0.025649 | -0.0019005 |  | 0.0082368 | -0.033854 | -584.7386 | -0.033854 | -13.9223
Assets LV circuits | 0 | 0 | 0 |  | 0.0019249 | 0.00013025 | 2.2497 | 0.00013025 | 0.053565
Assets LV customer |  |  |  | 0 |  | 0 | 0 | 0 | 0
Assets HV customer |  |  |  | 0 |  | 0 | 0 | 0 | 0
Transmission exit | -0.32723 | 0 | 0 |  | 0.0080764 | -0.03299 | -569.8116 | -0.03299 | -13.5669
Operating 132kV | -0.54499 | -0.028952 | -0.0010368 |  | 0.016123 | -0.06628 | -1144.7921 | -0.06628 | -27.257
Operating 132kV/EHV | -0.18246 | -0.009693 | -0.00034712 |  | 0.0058359 | -0.022161 | -382.7669 | -0.022161 | -9.1135
Operating EHV | -0.21619 | -0.023978 | -0.0017767 |  | 0.008325 | -0.031607 | -545.9217 | -0.031607 | -12.9981
Operating EHV/HV | -0.3031 | -0.033618 | -0.0024909 |  | 0.011672 | -0.044313 | -765.3883 | -0.044313 | -18.2235
Operating 132kV/HV | -0.026557 | -0.0014108 | -5.0521e-05 |  | 0.010469 | -0.0025745 | -44.467 | -0.0025745 | -1.0587
Operating HV | -0.53465 | -0.059301 | -0.0043939 |  | 0.019043 | -0.078272 | -1351.9188 | -0.078272 | -32.1885
Operating HV/LV | -0.34812 | -0.038612 | -0.002861 |  | 0.012399 | -0.050964 | -880.2552 | -0.050964 | -20.9585
Operating LV circuits | 0 | 0 | 0 |  | 0.013763 | 0.00093127 | 16.0851 | 0.00093127 | 0.38298
Operating LV customer |  |  |  | 0 |  | 0 | 0 | 0 | 0
Operating HV customer |  |  |  | 0 |  | 0 | 0 | 0 | 0
Scaler | 0 | 0 | 0 | 0 | 0 | 0 | 0 | 0 | 0
Rounding | -5.8256e-05 | -0.00043808 | 9.3515e-05 | 0 | -0.00014758 | -0.00013362 | -2.308 | -0.00013362 | -0.054952
Total | -6.256 | -0.515 | -0.033 | 0 | 0.258 | -0.8361 | -14441.3019 | -0.8361 | -343.8405
LV Sub Generation Intermittent
| Rate 1 units (MWh) | MPANs | Reactive power units (MVArh) | MWh/year | MWh/MPAN/year
LV Sub Generation Intermittent | 0 | 0 | 0.0864 | 0
| Unit rate 1 p/kWh | Fixed charge p/MPAN/day | Reactive power charge p/kVArh | Revenue (£/year) | Average p/kWh | Average £/MPAN/year
Assets 132kV | -0.12658 |  | 0.034952 | 0.030199
Assets 132kV/EHV | -0.04238 |  | 0.012651 | 0.010931
Assets EHV | -0.060455 |  | 0.018047 | 0.015593
Assets EHV/HV | -0.084759 |  | 0.025303 | 0.021861
Assets 132kV/HV | -0.0061682 |  | 0.022696 | 0.019609
Assets HV | -0.077875 |  | 0.021503 | 0.018579
Assets HV/LV | 0 |  | 0.0078242 | 0.0067601
Assets LV circuits | 0 |  | 0 | 0
Assets LV customer |  | 0 |  | 0
Assets HV customer |  | 0 |  | 0
Transmission exit | -0.027784 |  | 0.0076719 | 0.0066285
Operating 132kV | -0.055466 |  | 0.015315 | 0.013232
Operating 132kV/EHV | -0.01857 |  | 0.0055436 | 0.0047897
Operating EHV | -0.02649 |  | 0.007908 | 0.0068325
Operating EHV/HV | -0.03714 |  | 0.011087 | 0.0095793
Operating 132kV/HV | -0.0027028 |  | 0.0099448 | 0.0085923
Operating HV | -0.065513 |  | 0.01809 | 0.015629
Operating HV/LV | 0 |  | 0.011778 | 0.010177
Operating LV circuits | 0 |  | 0 | 0
Operating LV customer |  | 0 |  | 0
Operating HV customer |  | 0 |  | 0
Scaler | 0 | 0 | 0 | 0
Rounding | -0.0001176 | 0 | -0.00031514 | -0.00027228
Total | -0.632 | 0 | 0.23 | 0.19872 | 0 | 0
LV Sub Generation Non-Intermittent
| Rate 1 units (MWh) | Rate 2 units (MWh) | Rate 3 units (MWh) | MPANs | Reactive power units (MVArh) | MWh/year | MWh/MPAN/year
LV Sub Generation Non-Intermittent | 1829.405 | 7002.248 | 7796.084 | 0 | 0 | 16627.737
| Unit rate 1 p/kWh | Unit rate 2 p/kWh | Unit rate 3 p/kWh | Fixed charge p/MPAN/day | Reactive power charge p/kVArh | Average unit rate (p/kWh) | Revenue (£/year) | Average p/kWh | Average £/MPAN/year
Assets 132kV | -1.1815 | -0.062763 | -0.0022476 |  | 0.034952 | -0.15747 | -26183.6665 | -0.15747
Assets 132kV/EHV | -0.39555 | -0.021013 | -0.0007525 |  | 0.012651 | -0.052721 | -8766.3466 | -0.052721
Assets EHV | -0.46866 | -0.051982 | -0.0038516 |  | 0.018047 | -0.075259 | -12513.8483 | -0.075259
Assets EHV/HV | -0.65707 | -0.072879 | -0.0054 |  | 0.025303 | -0.10551 | -17544.5531 | -0.10551
Assets 132kV/HV | -0.057571 | -0.0030583 | -0.00010952 |  | 0.022696 | -0.0076733 | -1275.9006 | -0.0076733
Assets HV | -0.6037 | -0.06696 | -0.0049614 |  | 0.021503 | -0.096945 | -16119.7025 | -0.096945
Assets HV/LV | 0 | 0 | 0 |  | 0.0078242 | 0 | 0 | 0
Assets LV circuits | 0 | 0 | 0 |  | 0 | 0 | 0 | 0
Assets LV customer |  |  |  | 0 |  | 0 | 0 | 0
Assets HV customer |  |  |  | 0 |  | 0 | 0 | 0
Transmission exit | -0.31084 | 0 | 0 |  | 0.0076719 | -0.034199 | -5686.5534 | -0.034199
Operating 132kV | -0.51769 | -0.027501 | -0.00098485 |  | 0.015315 | -0.069 | -11473.1844 | -0.069
Operating 132kV/EHV | -0.17332 | -0.0092075 | -0.00032973 |  | 0.0055436 | -0.023101 | -3841.2462 | -0.023101
Operating EHV | -0.20536 | -0.022777 | -0.0016877 |  | 0.007908 | -0.032977 | -5483.3302 | -0.032977
Operating EHV/HV | -0.28791 | -0.031934 | -0.0023662 |  | 0.011087 | -0.046234 | -7687.6893 | -0.046234
Operating 132kV/HV | -0.025227 | -0.0013401 | -4.7991e-05 |  | 0.0099448 | -0.0033623 | -559.0754 | -0.0033623
Operating HV | -0.50787 | -0.056331 | -0.0041738 |  | 0.01809 | -0.081555 | -13560.763 | -0.081555
Operating HV/LV | 0 | 0 | 0 |  | 0.011778 | 0 | 0 | 0
Operating LV circuits | 0 | 0 | 0 |  | 0 | 0 | 0 | 0
Operating LV customer |  |  |  | 0 |  | 0 | 0 | 0
Operating HV customer |  |  |  | 0 |  | 0 | 0 | 0
Scaler | 0 | 0 | 0 | 0 | 0 | 0 | 0 | 0
Rounding | 0.00023866 | -0.00025422 | -8.706e-05 | 0 | -0.00031514 | -0.00012162 | -20.2222 | -0.00012162
Total | -5.392 | -0.428 | -0.027 | 0 | 0.23 | -0.78613 | -130716.0817 | -0.78613 | 0
HV Generation Intermittent
| Rate 1 units (MWh) | MPANs | Reactive power units (MVArh) | MWh/year | MWh/MPAN/year
HV Generation Intermittent | 3012.548 | 11 | 32.7444 | 3012.548 | 273.868
| Unit rate 1 p/kWh | Fixed charge p/MPAN/day | Reactive power charge p/kVArh | Revenue (£/year) | Average p/kWh | Average £/MPAN/year
Assets 132kV | -0.12479 |  | 0.034458 | -3748.1779 | -0.12442 | -340.7434
Assets 132kV/EHV | -0.041781 |  | 0.012473 | -1254.5913 | -0.041646 | -114.0538
Assets EHV | -0.055702 |  | 0.016628 | -1672.6037 | -0.055521 | -152.0549
Assets EHV/HV | -0.054179 |  | 0.016174 | -1626.8637 | -0.054003 | -147.8967
Assets 132kV/HV | -0.0039428 |  | 0.014507 | -114.0274 | -0.0037851 | -10.3661
Assets HV | 0 |  | 0.01474 | 4.8265 | 0.00016021 | 0.43878
Assets HV/LV | 0 |  | 0 | 0 | 0 | 0
Assets LV circuits | 0 |  | 0 | 0 | 0 | 0
Assets LV customer |  | 0 |  | 0 | 0 | 0
Assets HV customer |  | 0 |  | 0 | 0 | 0
Transmission exit | -0.027392 |  | 0.0075635 | -822.7117 | -0.027309 | -74.792
Operating 132kV | -0.054682 |  | 0.015099 | -1642.3802 | -0.054518 | -149.3073
Operating 132kV/EHV | -0.018308 |  | 0.0054653 | -549.738 | -0.018248 | -49.9762
Operating EHV | -0.026116 |  | 0.0077963 | -784.2059 | -0.026031 | -71.2914
Operating EHV/HV | -0.036615 |  | 0.010931 | -1099.4653 | -0.036496 | -99.9514
Operating 132kV/HV | -0.0026646 |  | 0.0098043 | -77.0619 | -0.002558 | -7.0056
Operating HV | 0 |  | 0.017834 | 5.8397 | 0.00019384 | 0.53088
Operating HV/LV | 0 |  | 0 | 0 | 0 | 0
Operating LV circuits | 0 |  | 0 | 0 | 0 | 0
Operating LV customer |  | 0 |  | 0 | 0 | 0
Operating HV customer |  | 32.589 |  | 1308.4473 | 0.043433 | 118.9498
Scaler | 0 | 0 | 0 | 0 | 0 | 0
Rounding | 0.00017507 | 0.0010266 | -0.00047382 | 5.1602 | 0.00017129 | 0.46911
Total | -0.446 | 32.59 | 0.183 | -12067.5533 | -0.40058 | -1097.0503
HV Generation Non-Intermittent
| Rate 1 units (MWh) | Rate 2 units (MWh) | Rate 3 units (MWh) | MPANs | Reactive power units (MVArh) | MWh/year | MWh/MPAN/year
HV Generation Non-Intermittent | 55034.795 | 173353.844 | 342427.519 | 143 | 5779.5234 | 570816.158 | 3991.7214
| Unit rate 1 p/kWh | Unit rate 2 p/kWh | Unit rate 3 p/kWh | Fixed charge p/MPAN/day | Reactive power charge p/kVArh | Average unit rate (p/kWh) | Revenue (£/year) | Average p/kWh | Average £/MPAN/year
Assets 132kV | -1.1648 | -0.061876 | -0.0022158 |  | 0.034458 | -0.13207 | -753889.8976 | -0.13207 | -5271.9573
Assets 132kV/EHV | -0.38997 | -0.020716 | -0.00074187 |  | 0.012473 | -0.044209 | -252349.8247 | -0.044209 | -1764.6841
Assets EHV | -0.43181 | -0.047895 | -0.0035488 |  | 0.016628 | -0.058139 | -331866.3629 | -0.058139 | -2320.7438
Assets EHV/HV | -0.42001 | -0.046585 | -0.0034517 |  | 0.016174 | -0.056549 | -322790.9611 | -0.056549 | -2257.2794
Assets 132kV/HV | -0.0368 | -0.0019549 | -7.0008e-05 |  | 0.014507 | -0.0040369 | -23043.137 | -0.0040369 | -161.1408
Assets HV | 0 | 0 | 0 |  | 0.01474 | 0.00014924 | 851.904 | 0.00014924 | 5.9574
Assets HV/LV | 0 | 0 | 0 |  | 0 | 0 | 0 | 0 | 0
Assets LV circuits | 0 | 0 | 0 |  | 0 | 0 | 0 | 0 | 0
Assets LV customer |  |  |  | 0 |  | 0 | 0 | 0 | 0
Assets HV customer |  |  |  | 0 |  | 0 | 0 | 0 | 0
Transmission exit | -0.30645 | 0 | 0 |  | 0.0075635 | -0.02947 | -168217.6956 | -0.02947 | -1176.3475
Operating 132kV | -0.51038 | -0.027113 | -0.00097094 |  | 0.015099 | -0.057872 | -330340.2069 | -0.057872 | -2310.0714
Operating 132kV/EHV | -0.17088 | -0.0090775 | -0.00032507 |  | 0.0054653 | -0.019371 | -110574.8911 | -0.019371 | -773.251
Operating EHV | -0.20246 | -0.022456 | -0.0016639 |  | 0.0077963 | -0.027259 | -155596.6666 | -0.027259 | -1088.0886
Operating EHV/HV | -0.28385 | -0.031483 | -0.0023328 |  | 0.010931 | -0.038217 | -218148.2399 | -0.038217 | -1525.5122
Operating 132kV/HV | -0.02487 | -0.0013212 | -4.7313e-05 |  | 0.0098043 | -0.0027282 | -15572.9881 | -0.0027282 | -108.902
Operating HV | 0 | 0 | 0 |  | 0.017834 | 0.00018057 | 1030.7248 | 0.00018057 | 7.2079
Operating HV/LV | 0 | 0 | 0 |  | 0 | 0 | 0 | 0 | 0
Operating LV circuits | 0 | 0 | 0 |  | 0 | 0 | 0 | 0 | 0
Operating LV customer |  |  |  | 0 |  | 0 | 0 | 0 | 0
Operating HV customer |  |  |  | 32.589 |  | 0 | 17009.8147 | 0.0029799 | 118.9498
Scaler | 0 | 0 | 0 | 0 | 0 | 0 | 0 | 0 | 0
Rounding | 0.0002403 | 0.00047762 | 0.0003682 | 0.0010266 | -0.00047382 | 0.0003843 | 2194.1808 | 0.00038439 | 15.3439
Total | -3.942 | -0.27 | -0.015 | 32.59 | 0.183 | -0.46921 | -2661304.2472 | -0.46623 | -18610.5192
HV Sub Generation Intermittent
| Rate 1 units (MWh) | MPANs | Reactive power units (MVArh) | MWh/year | MWh/MPAN/year
HV Sub Generation Intermittent | 0 | 0 | 0 | 0
| Unit rate 1 p/kWh | Fixed charge p/MPAN/day | Reactive power charge p/kVArh | Revenue (£/year) | Average p/kWh | Average £/MPAN/year
Assets 132kV | -0.12265 |  | 0.033866 | 0
Assets 132kV/EHV | -0.044394 |  | 0.012258 | 0
Assets EHV | -0.059186 |  | 0.016343 | 0
Assets EHV/HV | 0 |  | 0 | 0
Assets 132kV/HV | 0 |  | 0.02199 | 0
Assets HV | 0 |  | 0 | 0
Assets HV/LV | 0 |  | 0 | 0
Assets LV circuits | 0 |  | 0 | 0
Assets LV customer |  | 0 |  | 0
Assets HV customer |  | 0 |  | 0
Transmission exit | -0.026921 |  | 0.0074335 | 0
Operating 132kV | -0.053742 |  | 0.014839 | 0
Operating 132kV/EHV | -0.019453 |  | 0.0053714 | 0
Operating EHV | -0.02775 |  | 0.0076623 | 0
Operating EHV/HV | 0 |  | 0 | 0
Operating 132kV/HV | 0 |  | 0.0096358 | 0
Operating HV | 0 |  | 0 | 0
Operating HV/LV | 0 |  | 0 | 0
Operating LV circuits | 0 |  | 0 | 0
Operating LV customer |  | 0 |  | 0
Operating HV customer |  | 32.589 |  | 0
Scaler | 0 | 0 | 0 | 0
Rounding | 9.3257e-05 | 0.0010266 | -0.00039957 | 0
Total | -0.354 | 32.59 | 0.129 | 0 | 0 | 0
HV Sub Generation Non-Intermittent
| Rate 1 units (MWh) | Rate 2 units (MWh) | Rate 3 units (MWh) | MPANs | Reactive power units (MVArh) | MWh/year | MWh/MPAN/year
HV Sub Generation Non-Intermittent | 0 | 0 | 0 | 0 | 0 | 0
| Unit rate 1 p/kWh | Unit rate 2 p/kWh | Unit rate 3 p/kWh | Fixed charge p/MPAN/day | Reactive power charge p/kVArh | Average unit rate (p/kWh) | Revenue (£/year) | Average p/kWh | Average £/MPAN/year
Assets 132kV | -1.1447 | -0.060812 | -0.0021777 |  | 0.033866 | 0 | 0
Assets 132kV/EHV | -0.41436 | -0.022012 | -0.00078827 |  | 0.012258 | 0 | 0
Assets EHV | -0.45882 | -0.050891 | -0.0037708 |  | 0.016343 | 0 | 0
Assets EHV/HV | 0 | 0 | 0 |  | 0 | 0 | 0
Assets 132kV/HV | 0 | 0 | 0 |  | 0.02199 | 0 | 0
Assets HV | 0 | 0 | 0 |  | 0 | 0 | 0
Assets HV/LV | 0 | 0 | 0 |  | 0 | 0 | 0
Assets LV circuits | 0 | 0 | 0 |  | 0 | 0 | 0
Assets LV customer |  |  |  | 0 |  | 0 | 0
Assets HV customer |  |  |  | 0 |  | 0 | 0
Transmission exit | -0.30118 | 0 | 0 |  | 0.0074335 | 0 | 0
Operating 132kV | -0.50161 | -0.026647 | -0.00095425 |  | 0.014839 | 0 | 0
Operating 132kV/EHV | -0.18156 | -0.0096452 | -0.0003454 |  | 0.0053714 | 0 | 0
Operating EHV | -0.21512 | -0.02386 | -0.0017679 |  | 0.0076623 | 0 | 0
Operating EHV/HV | 0 | 0 | 0 |  | 0 | 0 | 0
Operating 132kV/HV | 0 | 0 | 0 |  | 0.0096358 | 0 | 0
Operating HV | 0 | 0 | 0 |  | 0 | 0 | 0
Operating HV/LV | 0 | 0 | 0 |  | 0 | 0 | 0
Operating LV circuits | 0 | 0 | 0 |  | 0 | 0 | 0
Operating LV customer |  |  |  | 0 |  | 0 | 0
Operating HV customer |  |  |  | 32.589 |  | 0 | 0
Scaler | 0 | 0 | 0 | 0 | 0 | 0 | 0
Rounding | 0.00039961 | -0.00013299 | -0.00019565 | 0.0010266 | -0.00039957 | 0 | 0
Total | -3.217 | -0.194 | -0.01 | 32.59 | 0.129 | 0 | 0 | 0 | 0

## M-Rev
Revenue matrix for WPD East Midlands in 2013/14 (April Tariffs 2013/14)
This sheet is for information only. It can be deleted without affecting any calculations elsewhere in the model.
3901. Revenue matrix by tariff
Revenue matrix by tariff, charging element and network level
| Assets 132kV | Assets 132kV/EHV | Assets EHV | Assets EHV/HV | Assets 132kV/HV | Assets HV | Assets HV/LV | Assets LV circuits | Assets LV customer | Assets HV customer | Transmission exit | Operating 132kV | Operating 132kV/EHV | Operating EHV | Operating EHV/HV | Operating 132kV/HV | Operating HV | Operating HV/LV | Operating LV circuits | Operating LV customer | Operating HV customer | Scaler | Rounding | Total net revenue by tariff (£/year)
Domestic Unrestricted | 14725693.4767 | 4930193.1138 | 7032961.3935 | 9860289.3186 | 717566.4926 | 9059502.9344 | 3296420.5637 | 781068.8135 | 0 | 0 | 3232237.2142 | 6452518.657 | 2160316.8027 | 3081709.848 | 4320591.1417 | 314423.982 | 7621342.3814 | 4962374.072 | 5584480.1901 | 9452473.6462 | 0 | 33587129.3474 | -41290.2097 | 131132003.1798
Domestic Two Rate | 10502333.2734 | 3516203.2448 | 4872342.974 | 6831078.5023 | 511766.8966 | 6276304.2481 | 2283716.7267 | 508321.6613 | 0 | 0 | 2389531.1793 | 4601922.5849 | 1540733.3498 | 2134967.9723 | 2993248.6068 | 224246.5154 | 5279965.5688 | 3437867.3636 | 3634394.5614 | 6151694.9909 | 0 | 24830322.6164 | -16369.4742 | 92504593.3627
Domestic Off Peak (related MPAN) | 97081.6391 | 32503.1367 | 56478.7945 | 79183.8918 | 4730.6792 | 72753.1086 | 26472.1856 | 0 |  |  | 15880.3226 | 42539.3268 | 14242.256 | 24747.933 | 34696.8745 | 2072.8936 | 61203.838 | 39850.7669 | 0 |  |  | 165017.112 | 168.7705 | 769623.5295
Small Non Domestic Unrestricted | 2596494.6961 | 869311.8794 | 1240080.6105 | 1738606.6713 | 126524.2683 | 1597408.7303 | 581238.3996 | 49553.2355 | 0 | 0 | 569921.3281 | 1137734.5655 | 380915.9229 | 543379.7252 | 761824.3583 | 55440.5267 | 1343826.3605 | 874986.1579 | 354295.3672 | 1480615.8577 | 0 | 5922220.4609 | 1011.8117 | 22225390.9335
Small Non Domestic Two Rate | 4197981.4903 | 1405493.0227 | 2023856.7567 | 2837469.4589 | 204562.9198 | 2607029.2726 | 948602.2541 | 43609.6946 | 0 | 0 | 903125.9796 | 1839475.603 | 615860.2965 | 886815.5175 | 1243325.1209 | 89635.5787 | 2193173.6022 | 1428009.3026 | 311800.2809 | 1303027.0309 | 0 | 9384648.1819 | 233.8261 | 34467735.1905
Small Non Domestic Off Peak (related MPAN) | 2238.6319 | 749.4987 | 1392.7918 | 1952.7095 | 109.086 | 1794.1236 | 652.8157 | 0 |  |  | 345.8614 | 980.9259 | 328.416 | 610.2949 | 855.6401 | 47.7994 | 1509.3135 | 982.7374 | 0 |  |  | 3593.9473 | -18.8734 | 18125.7196
LV Medium Non-Domestic | 1861185.5142 | 623128.8204 | 892429.8047 | 1251196.4133 | 90693.4783 | 1149582.6554 | 418290.9297 | 86230.673 | 0 | 0 | 402437.2577 | 815536.0747 | 273043.1912 | 391045.7578 | 548250.4585 | 39740.1563 | 967090.9183 | 629687.8763 | 616531.446 | 148347.7787 | 0 | 4181844.1325 | 3786.316 | 15390079.6529
LV Sub Medium Non-Domestic | 110.53 | 37.0057 | 53.3518 | 74.7999 | 5.386 | 68.7251 | 0 | 0 | 0 | 0 | 23.8376 | 48.4321 | 16.2152 | 23.3778 | 32.7759 | 2.36 | 57.8153 | 0 | 0 | 0 | 0 | 247.7035 | -0.18052 | 802.1353
HV Medium Non-Domestic | 62138.2539 | 20668.8118 | 29663.2625 | 35665.1213 | 2800.5591 | 26224.3957 | 0 | 0 | 0 | 0 | 13186.0114 | 27227.8004 | 9056.68 | 13907.7209 | 24103.1639 | 1892.6708 | 31729.0856 | 0 | 0 | 0 | 43809.7246 | 137019.7301 | -33.4392 | 479059.5529
LV HH Metered | 5784292.4175 | 1936593.2539 | 2774246.4868 | 3889524.1237 | 281862.0684 | 4216465.2527 | 2469814.4196 | 592425.9251 | 0 | 0 | 1250363.1289 | 2534566.8644 | 848578.3112 | 1215622.0176 | 1704315.4548 | 123506.5946 | 3547117.9338 | 3718015.5875 | 4235722.6221 | 252207.6799 | 0 | 12992891.7218 | -27671.1974 | 54340460.6669
LV Sub HH Metered | 44106.4558 | 14766.9341 | 21053.25 | 29516.8884 | 2149.258 | 92085.3746 | 33506.4876 | 0 | 0 | 0 | 9606.4937 | 19326.6096 | 6470.5895 | 9225.1335 | 12933.7388 | 941.764 | 77467.1826 | 50440.0825 | 0 | 926.4493 | 0 | 99823.9069 | 280.4837 | 524627.0826
HV HH Metered | 12216959.2502 | 4021096.2525 | 6441760.5139 | 10370685.718 | 814345.1452 | 7625516.3606 | 0 | 0 | 0 | 0 | 2604129.9325 | 5353239.0592 | 1761967.8579 | 3020241.202 | 7008705.6591 | 550349.8595 | 9226167.2807 | 0 | 0 | 0 | 693860.9617 | 27060281.4968 | 19353.6866 | 98788660.2364
HV Sub HH Metered | 0 | 0 | 0 | 0 | 0 | 0 | 0 | 0 | 0 | 0 | 0 | 0 | 0 | 0 | 0 | 0 | 0 | 0 | 0 | 0 | 0 | 0 | 0 | 0
NHH UMS category A | 96013.1001 | 32145.3876 | 45800.7224 | 64213.1172 | 4678.6105 | 58998.1597 | 21467.2646 | 5016.8849 | 0 |  | 21105.6493 | 42071.1134 | 14085.4971 | 20069.005 | 28136.966 | 2050.0781 | 49632.4333 | 32316.4461 | 35869.6873 | 362426.1726 |  | 219315.0208 | -168.2525 | 1155243.0634
NHH UMS category B | 54675.77 | 18305.5627 | 22848.1892 | 32033.4128 | 2664.2888 | 29431.8745 | 10709.1788 | 2502.7276 | 0 |  | 14056.8332 | 23957.882 | 8021.1492 | 10011.6417 | 14036.4319 | 1167.4407 | 24759.6799 | 16121.4111 | 17893.9842 | 141087.0628 |  | 146068.6961 | -10.3185 | 590342.8986
NHH UMS category C | 1322.9464 | 442.9252 | 543.419 | 761.8795 | 64.4657 | 700.0047 | 254.706 | 59.5246 | 0 |  | 341.7202 | 579.6899 | 194.0814 | 238.1159 | 333.8411 | 28.2476 | 588.8817 | 383.43 | 425.5887 | 1787.6125 |  | 3550.9154 | -0.39863 | 12601.5971
NHH UMS category D | 10267.6305 | 3437.6243 | 5816.4496 | 8154.7264 | 500.3301 | 7492.4544 | 2726.2291 | 637.1179 | 0 |  | 1669.6416 | 4499.0803 | 1506.3015 | 2548.6575 | 3573.2459 | 219.2351 | 6303.0567 | 4104.0178 | 4555.2607 | 54498.8052 |  | 17349.738 | -25.9755 | 139833.6273
LV UMS (Pseudo HH Metered) | 636779.4156 | 213195.0862 | 268447.5443 | 376366.4132 | 31029.5452 | 345800.4643 | 125824.0954 | 29405.0039 | 0 |  | 162268.8509 | 279024.6222 | 93418.0297 | 117628.6055 | 164916.6001 | 13596.5562 | 290905.9971 | 189413.4006 | 210239.6852 | 1702343.1998 |  | 1686183.4461 | -294.2047 | 6936492.3569
LV Generation NHH | -777.8616 | -260.4297 | -371.5051 | -520.8543 | -37.9043 | -478.554 | -174.1282 | 0 | 0 | 0 | -170.7378 | -340.8441 | -114.1153 | -162.7865 | -228.2284 | -16.609 | -402.5854 | -262.1296 | 0 | 0 | 0 | 0 | -0.36415 | -4319.6375
LV Sub Generation NHH | 0 | 0 | 0 | 0 | 0 | 0 | 0 | 0 | 0 | 0 | 0 | 0 | 0 | 0 | 0 | 0 | 0 | 0 | 0 | 0 | 0 | 0 | 0 | 0
LV Generation Intermittent | -862.4898 | -287.3208 | -409.8656 | -574.636 | -10.132 | -530.6187 | -193.0727 | 2.7783 | 0 | 0 | -189.3134 | -377.9266 | -125.8985 | -179.5953 | -251.7946 | -4.4396 | -446.3851 | -290.6483 | 19.864 | 0 | 0 | 0 | -0.64163 | -4712.1364
LV Generation Non-Intermittent | -2612.6011 | -873.5362 | -1245.8819 | -1746.7402 | -101.4809 | -1607.0282 | -584.7386 | 2.2497 | 0 | 0 | -569.8116 | -1144.7921 | -382.7669 | -545.9217 | -765.3883 | -44.467 | -1351.9188 | -880.2552 | 16.0851 | 0 | 0 | 0 | -2.308 | -14441.3019
LV Sub Generation Intermittent | 0.030199 | 0.010931 | 0.015593 | 0.021861 | 0.019609 | 0.018579 | 0.0067601 | 0 | 0 | 0 | 0.0066285 | 0.013232 | 0.0047897 | 0.0068325 | 0.0095793 | 0.0085923 | 0.015629 | 0.010177 | 0 | 0 | 0 | 0 | -0.00027228 | 0.19872
LV Sub Generation Non-Intermittent | -26183.6665 | -8766.3466 | -12513.8483 | -17544.5531 | -1275.9006 | -16119.7025 | 0 | 0 | 0 | 0 | -5686.5534 | -11473.1844 | -3841.2462 | -5483.3302 | -7687.6893 | -559.0754 | -13560.763 | 0 | 0 | 0 | 0 | 0 | -20.2222 | -130716.0817
HV Generation Intermittent | -3748.1779 | -1254.5913 | -1672.6037 | -1626.8637 | -114.0274 | 4.8265 | 0 | 0 | 0 | 0 | -822.7117 | -1642.3802 | -549.738 | -784.2059 | -1099.4653 | -77.0619 | 5.8397 | 0 | 0 | 0 | 1308.4473 | 0 | 5.1602 | -12067.5533
HV Generation Non-Intermittent | -753889.8976 | -252349.8247 | -331866.3629 | -322790.9611 | -23043.137 | 851.904 | 0 | 0 | 0 | 0 | -168217.6956 | -330340.2069 | -110574.8911 | -155596.6666 | -218148.2399 | -15572.9881 | 1030.7248 | 0 | 0 | 0 | 17009.8147 | 0 | 2194.1808 | -2661304.2472
HV Sub Generation Intermittent | 0 | 0 | 0 | 0 | 0 | 0 | 0 | 0 | 0 | 0 | 0 | 0 | 0 | 0 | 0 | 0 | 0 | 0 | 0 | 0 | 0 | 0 | 0 | 0
HV Sub Generation Non-Intermittent | 0 | 0 | 0 | 0 | 0 | 0 | 0 | 0 | 0 | 0 | 0 | 0 | 0 | 0 | 0 | 0 | 0 | 0 | 0 | 0 | 0 | 0 | 0 | 0
3902. Revenues by charging element and network level
Total net revenue by charging element and network level (£/year)
| Assets 132kV | Assets 132kV/EHV | Assets EHV | Assets EHV/HV | Assets 132kV/HV | Assets HV | Assets HV/LV | Assets LV circuits | Assets LV customer | Assets HV customer | Transmission exit | Operating 132kV | Operating 132kV/EHV | Operating EHV | Operating EHV/HV | Operating 132kV/HV | Operating HV | Operating HV/LV | Operating LV circuits | Operating LV customer | Operating HV customer | Scaler | Rounding | Total net revenue (£/year)
Revenues by charging element and network level | 52101599.8275 | 17374479.5219 | 25381696.2636 | 37061968.5795 | 2771470.9152 | 33149278.9849 | 10218744.3235 | 2098836.2897 | 0 | 0 | 11414574.4253 | 22829929.5703 | 7613166.2966 | 11310040.0269 | 18635699.2823 | 1403087.6265 | 30708116.2572 | 15383119.6292 | 15006244.6229 | 21051436.2864 | 755988.9482 | 120437508.1737 | -58871.8248 | 456648114.0266

## CData
Additional calculations for tariff comparisons for WPD East Midlands in 2013/14 (April Tariffs 2013/14)
This sheet is for information only. It can be deleted without affecting any calculations elsewhere in the model.
4001. Revenues under current tariffs (£)
Data sources:
x1 = 1201. Current revenues if known (£) (in Current tariff information)
x2 = 1010. Days in the charging year (in Financial and general assumptions)
x3 = 1201. Current Fixed charge p/MPAN/day (in Current tariff information)
x4 = 1053. MPANs by tariff (in Volume forecasts for the charging year)
x5 = 1201. Current Capacity charge p/kVA/day (in Current tariff information)
x6 = 1053. Import capacity (kVA) by tariff (in Volume forecasts for the charging year)
x7 = 1201. Current Unit rate 1 p/kWh (in Current tariff information)
x8 = 1053. Rate 1 units (MWh) by tariff (in Volume forecasts for the charging year)
x9 = 1201. Current Unit rate 2 p/kWh (in Current tariff information)
x10 = 1053. Rate 2 units (MWh) by tariff (in Volume forecasts for the charging year)
x11 = 1201. Current Unit rate 3 p/kWh (in Current tariff information)
x12 = 1053. Rate 3 units (MWh) by tariff (in Volume forecasts for the charging year)
x13 = 1201. Current Reactive power charge p/kVArh (in Current tariff information)
x14 = 1053. Reactive power units (MVArh) by tariff (in Volume forecasts for the charging year)
Calculation =IF(x1,x1,0.01*x2*(x3*x4+x5*x6)+10*(x7*x8+x9*x10+x11*x12+x13*x14))
Revenues under current tariffs (£)
Domestic Unrestricted | 115702212.7442
Domestic Two Rate | 85702822.7933
Domestic Off Peak (related MPAN) | 660580.36
Small Non Domestic Unrestricted | 20773958.9611
Small Non Domestic Two Rate | 33186418.69
Small Non Domestic Off Peak (related MPAN) | 17678.9589
LV Medium Non-Domestic | 13795470.8396
LV Sub Medium Non-Domestic | 483.4851
HV Medium Non-Domestic | 424484.4462
LV HH Metered | 47746112.1381
LV Sub HH Metered | 462788.9952
HV HH Metered | 86063595.9165
HV Sub HH Metered | 0
NHH UMS category A | #VALUE!
NHH UMS category B | #VALUE!
NHH UMS category C | #VALUE!
NHH UMS category D | #VALUE!
LV UMS (Pseudo HH Metered) | 5852194.4919
4002. All-the-way volumes
Data sources:
x1 = 1053. Rate 1 units (MWh) by tariff (in Volume forecasts for the charging year)
x2 = 1053. Rate 2 units (MWh) by tariff (in Volume forecasts for the charging year)
x3 = 1053. Rate 3 units (MWh) by tariff (in Volume forecasts for the charging year)
x4 = 1053. MPANs by tariff (in Volume forecasts for the charging year)
x5 = 1053. Import capacity (kVA) by tariff (in Volume forecasts for the charging year)
x6 = 1053. Reactive power units (MVArh) by tariff (in Volume forecasts for the charging year)
x7 = 3802. All units (MWh) (in Revenue summary)
Kind: | Copy cells | Copy cells | Copy cells | Copy cells | Copy cells | Copy cells | Copy cells
Formula: | = x1 | = x2 | = x3 | = x4 | = x5 | = x6 | = x7
| Rate 1 units (MWh) | Rate 2 units (MWh) | Rate 3 units (MWh) | MPANs | Import capacity (kVA) | Reactive power units (MVArh) | All units (MWh)
Domestic Unrestricted | 4973722.0213 | 0 | 0 | 1447904 | 0 | 0 | 4973722.0213
Domestic Two Rate | 2984526.1419 | 1437154.7801 | 0 | 947638 | 0 | 0 | 4421680.922
Domestic Off Peak (related MPAN) | 158033.5789 | 0 | 0 | 0 | 0 | 0 | 158033.5789
Small Non Domestic Unrestricted | 1126425.6614 | 0 | 0 | 92112 | 0 | 0 | 1126425.6614
Small Non Domestic Two Rate | 1691884.7402 | 440830.4581 | 0 | 81339 | 0 | 0 | 2132715.1983
Small Non Domestic Off Peak (related MPAN) | 6382.2956 | 0 | 0 | 0 | 0 | 0 | 6382.2956
LV Medium Non-Domestic | 727288.7981 | 188921.5257 | 0 | 7839 | 0 | 0 | 916210.3238
LV Sub Medium Non-Domestic | 38.4905 | 18.7356 | 0 | 0 | 0 | 0 | 57.2261
HV Medium Non-Domestic | 24067.3903 | 6823.5574 | 0 | 181 | 0 | 0 | 30890.9477
LV HH Metered | 320952.5263 | 1266371.5549 | 1358331.9434 | 7777 | 1533000 | 308076.0442 | 2945656.0246
LV Sub HH Metered | 2624.6772 | 9854.1177 | 11896.2949 | 39 | 22000 | 873.4438 | 24375.0898
HV HH Metered | 793024.2538 | 3043019.4435 | 4150476.1702 | 2865 | 2656000 | 686770.4126 | 7986519.8675
HV Sub HH Metered | 0 | 0 | 0 | 0 | 0 | 0 | 0
NHH UMS category A | 59506.7269 | 0 | 0 | 0 | 0 | 0 | 59506.7269
NHH UMS category B | 23165.0746 | 0 | 0 | 0 | 0 | 0 | 23165.0746
NHH UMS category C | 293.508 | 0 | 0 | 0 | 0 | 0 | 293.508
NHH UMS category D | 8948.1549 | 0 | 0 | 0 | 0 | 0 | 8948.1549
LV UMS (Pseudo HH Metered) | 13602.7051 | 31529.1217 | 234861.167 | 0 | 0 | 0 | 279992.9938
LV Generation NHH | 575.954 | 0 | 0 | 103 | 0 | 0 | 575.954
LV Sub Generation NHH | 0 | 0 | 0 | 0 | 0 | 0 | 0
LV Generation Intermittent | 687.096 | 0 | 0 | 30 | 0 | 144.331 | 687.096
LV Generation Non-Intermittent | 177.015 | 655.023 | 895.177 | 42 | 0 | 116.8734 | 1727.215
LV Sub Generation Intermittent | 0 | 0 | 0 | 0 | 0 | 0.0864 | 0
LV Sub Generation Non-Intermittent | 1829.405 | 7002.248 | 7796.084 | 0 | 0 | 0 | 16627.737
HV Generation Intermittent | 3012.548 | 0 | 0 | 11 | 0 | 32.7444 | 3012.548
HV Generation Non-Intermittent | 55034.795 | 173353.844 | 342427.519 | 143 | 0 | 5779.5234 | 570816.158
HV Sub Generation Intermittent | 0 | 0 | 0 | 0 | 0 | 0 | 0
HV Sub Generation Non-Intermittent | 0 | 0 | 0 | 0 | 0 | 0 | 0
4003. Normalised to
Normalised to
Domestic Unrestricted | = x1: MPAN
Domestic Two Rate | = x1: MPAN
Domestic Off Peak (related MPAN) | = x1: MPAN
Small Non Domestic Unrestricted | = x1: MPAN
Small Non Domestic Two Rate | = x1: MPAN
Small Non Domestic Off Peak (related MPAN) | = x1: MPAN
LV Medium Non-Domestic | = x1: MPAN
LV Sub Medium Non-Domestic | = x1: MPAN
HV Medium Non-Domestic | = x1: MPAN
LV HH Metered | = x1: kVA
LV Sub HH Metered | = x1: kVA
HV HH Metered | = x1: kVA
HV Sub HH Metered | = x1: kVA
NHH UMS category A | = x1: MWh
NHH UMS category B | = x1: MWh
NHH UMS category C | = x1: MWh
NHH UMS category D | = x1: MWh
LV UMS (Pseudo HH Metered) | = x1: MWh
LV Generation NHH | = x1: MWh
LV Sub Generation NHH | = x1: MWh
LV Generation Intermittent | = x1: MWh
LV Generation Non-Intermittent | = x1: MWh
LV Sub Generation Intermittent | = x1: MWh
LV Sub Generation Non-Intermittent | = x1: MWh
HV Generation Intermittent | = x1: MWh
HV Generation Non-Intermittent | = x1: MWh
HV Sub Generation Intermittent | = x1: MWh
HV Sub Generation Non-Intermittent | = x1: MWh
4004. Normalised volumes for comparisons
Data sources:
x1 = 4002. Rate 1 units (MWh) by tariff (in Volume forecasts for the charging year) (in All-the-way volumes)
x2 = 4003. Normalised to
x3 = 4002. Import capacity (kVA) by tariff (in Volume forecasts for the charging year) (in All-the-way volumes)
x4 = 4002. MPANs by tariff (in Volume forecasts for the charging year) (in All-the-way volumes)
x5 = 4002. All units (MWh) (in Revenue summary) (in All-the-way volumes)
x6 = 4002. Rate 2 units (MWh) by tariff (in Volume forecasts for the charging year) (in All-the-way volumes)
x7 = 4002. Rate 3 units (MWh) by tariff (in Volume forecasts for the charging year) (in All-the-way volumes)
x8 = 4002. Reactive power units (MVArh) by tariff (in Volume forecasts for the charging year) (in All-the-way volumes)
x9 = 1010. Days in the charging year (in Financial and general assumptions)
x10 = 3607. Fixed charge p/MPAN/day (in Tariffs)
x11 = Normalised MPANs (in Normalised volumes for comparisons)
x12 = 3607. Capacity charge p/kVA/day (in Tariffs)
x13 = Normalised Import capacity (kVA) (in Normalised volumes for comparisons)
x14 = 3607. Unit rate 1 p/kWh (in Tariffs)
x15 = Normalised Rate 1 units (MWh) (in Normalised volumes for comparisons)
x16 = 3607. Unit rate 2 p/kWh (in Tariffs)
x17 = Normalised Rate 2 units (MWh) (in Normalised volumes for comparisons)
x18 = 3607. Unit rate 3 p/kWh (in Tariffs)
x19 = Normalised Rate 3 units (MWh) (in Normalised volumes for comparisons)
x20 = 3607. Reactive power charge p/kVArh (in Tariffs)
x21 = Normalised Reactive power units (MVArh) (in Normalised volumes for comparisons)
Kind: | Calculation | Calculation | Calculation | Calculation | Calculation | Calculation | Calculation
Formula: | =x1/IF(x2="kVA",IF(x3,x3,1),IF(x2="MPAN",IF(x4,x4,1),IF(x5,x5,1))) | =x6/IF(x2="kVA",IF(x3,x3,1),IF(x2="MPAN",IF(x4,x4,1),IF(x5,x5,1))) | =x7/IF(x2="kVA",IF(x3,x3,1),IF(x2="MPAN",IF(x4,x4,1),IF(x5,x5,1))) | =x4/IF(x2="kVA",IF(x3,x3,1),IF(x2="MPAN",IF(x4,x4,1),IF(x5,x5,1))) | =x3/IF(x2="kVA",IF(x3,x3,1),IF(x2="MPAN",IF(x4,x4,1),IF(x5,x5,1))) | =x8/IF(x2="kVA",IF(x3,x3,1),IF(x2="MPAN",IF(x4,x4,1),IF(x5,x5,1))) | =0.01*x9*(x10*x11+x12*x13)+10*(x14*x15+x16*x17+x18*x19+x20*x21)
| Normalised Rate 1 units (MWh) | Normalised Rate 2 units (MWh) | Normalised Rate 3 units (MWh) | Normalised MPANs | Normalised Import capacity (kVA) | Normalised Reactive power units (MVArh) | Normalised revenues (£)
Domestic Unrestricted
Domestic Unrestricted | 3.4351 | 0 | 0 | 1 | 0 | 0 | 90.3291
LDNO LV: Domestic Unrestricted | 3.4351 | 0 | 0 | 1 | 0 | 0 | 64.6601
LDNO HV: Domestic Unrestricted | 3.4351 | 0 | 0 | 1 | 0 | 0 | 47.9159
Domestic Two Rate
Domestic Two Rate | 3.1494 | 1.5166 | 0 | 1 | 0 | 0 | 97.5761
LDNO LV: Domestic Two Rate | 3.1494 | 1.5166 | 0 | 1 | 0 | 0 | 69.8745
LDNO HV: Domestic Two Rate | 3.1494 | 1.5166 | 0 | 1 | 0 | 0 | 51.7792
Domestic Off Peak (related MPAN)
Domestic Off Peak (related MPAN) | 158033.5789 | 0 | 0 | 0 | 0 | 0 | 769623.5295
LDNO LV: Domestic Off Peak (related MPAN) | 158033.5789 | 0 | 0 | 0 | 0 | 0 | 551537.1905
LDNO HV: Domestic Off Peak (related MPAN) | 158033.5789 | 0 | 0 | 0 | 0 | 0 | 407726.6337
Small Non Domestic Unrestricted
Small Non Domestic Unrestricted | 12.2289 | 0 | 0 | 1 | 0 | 0 | 240.7677
LDNO LV: Small Non Domestic Unrestricted | 12.2289 | 0 | 0 | 1 | 0 | 0 | 172.3524
LDNO HV: Small Non Domestic Unrestricted | 12.2289 | 0 | 0 | 1 | 0 | 0 | 127.7485
Small Non Domestic Two Rate
Small Non Domestic Two Rate | 20.8004 | 5.4197 | 0 | 1 | 0 | 0 | 423.7117
LDNO LV: Small Non Domestic Two Rate | 20.8004 | 5.4197 | 0 | 1 | 0 | 0 | 303.2716
LDNO HV: Small Non Domestic Two Rate | 20.8004 | 5.4197 | 0 | 1 | 0 | 0 | 224.821
Small Non Domestic Off Peak (related MPAN)
Small Non Domestic Off Peak (related MPAN) | 6382.2956 | 0 | 0 | 0 | 0 | 0 | 18125.7196
LDNO LV: Small Non Domestic Off Peak (related MPAN) | 6382.2956 | 0 | 0 | 0 | 0 | 0 | 12956.0602
LDNO HV: Small Non Domestic Off Peak (related MPAN) | 6382.2956 | 0 | 0 | 0 | 0 | 0 | 9637.2664
LV Medium Non-Domestic
LV Medium Non-Domestic | 92.7783 | 24.1002 | 0 | 1 | 0 | 0 | 1960.0806
LDNO LV: LV Medium Non-Domestic | 92.7783 | 24.1002 | 0 | 1 | 0 | 0 | 1403.0767
LDNO HV: LV Medium Non-Domestic | 92.7783 | 24.1002 | 0 | 1 | 0 | 0 | 1039.8176
LV Sub Medium Non-Domestic
LV Sub Medium Non-Domestic | 38.4905 | 18.7356 | 0 | 0 | 0 | 0 | 802.1353
HV Medium Non-Domestic
HV Medium Non-Domestic | 132.969 | 37.6992 | 0 | 1 | 0 | 0 | 2646.7379
LV HH Metered
LV HH Metered | 0.20936 | 0.82607 | 0.88606 | 0.0050731 | 1 | 0.20096 | 35.2949
LDNO LV: LV HH Metered | 0.20936 | 0.82607 | 0.88606 | 0.0050731 | 1 | 0.20096 | 25.2681
LDNO HV: LV HH Metered | 0.20936 | 0.82607 | 0.88606 | 0.0050731 | 1 | 0.20096 | 18.7077
LV Sub HH Metered
LV Sub HH Metered | 0.1193 | 0.44791 | 0.54074 | 0.0017727 | 1 | 0.039702 | 23.8467
LDNO HV: LV Sub HH Metered | 0.1193 | 0.44791 | 0.54074 | 0.0017727 | 1 | 0.039702 | 17.8985
HV HH Metered
HV HH Metered | 0.29858 | 1.1457 | 1.5627 | 0.0010787 | 1 | 0.25857 | 37.1655
LDNO HV: HV HH Metered | 0.29858 | 1.1457 | 1.5627 | 0.0010787 | 1 | 0.25857 | 31.3901
HV Sub HH Metered
HV Sub HH Metered | 0 | 0 | 0 | 0 | 0 | 0 | 0
NHH UMS category A
NHH UMS category A | 1 | 0 | 0 | 0 | 0 | 0 | 19.38
LDNO LV: NHH UMS category A | 1 | 0 | 0 | 0 | 0 | 0 | 13.87
LDNO HV: NHH UMS category A | 1 | 0 | 0 | 0 | 0 | 0 | 10.28
NHH UMS category B
NHH UMS category B | 1 | 0 | 0 | 0 | 0 | 0 | 25.44
LDNO LV: NHH UMS category B | 1 | 0 | 0 | 0 | 0 | 0 | 18.21
LDNO HV: NHH UMS category B | 1 | 0 | 0 | 0 | 0 | 0 | 13.49
NHH UMS category C
NHH UMS category C | 1 | 0 | 0 | 0 | 0 | 0 | 42.86
LDNO LV: NHH UMS category C | 1 | 0 | 0 | 0 | 0 | 0 | 30.68
LDNO HV: NHH UMS category C | 1 | 0 | 0 | 0 | 0 | 0 | 22.73
NHH UMS category D
NHH UMS category D | 1 | 0 | 0 | 0 | 0 | 0 | 15.6
LDNO LV: NHH UMS category D | 1 | 0 | 0 | 0 | 0 | 0 | 11.17
LDNO HV: NHH UMS category D | 1 | 0 | 0 | 0 | 0 | 0 | 8.27
LV UMS (Pseudo HH Metered)
LV UMS (Pseudo HH Metered) | 0.048582 | 0.11261 | 0.83881 | 0 | 0 | 0 | 24.7738
LDNO LV: LV UMS (Pseudo HH Metered) | 0.048582 | 0.11261 | 0.83881 | 0 | 0 | 0 | 17.7353
LDNO HV: LV UMS (Pseudo HH Metered) | 0.048582 | 0.11261 | 0.83881 | 0 | 0 | 0 | 13.1413
LV Generation NHH
LV Generation NHH | 1 | 0 | 0 | 0.17883 | 0 | 0 | -7.4
LDNO LV: LV Generation NHH | 1 | 0 | 0 | 0.17883 | 0 | 0 | -7.4
LDNO HV: LV Generation NHH | 1 | 0 | 0 | 0.17883 | 0 | 0 | -7.4
LV Sub Generation NHH
LV Sub Generation NHH | 0 | 0 | 0 | 0 | 0 | 0 | 0
LDNO HV: LV Sub Generation NHH | 0 | 0 | 0 | 0 | 0 | 0 | 0
LV Generation Intermittent
LV Generation Intermittent | 1 | 0 | 0 | 0.043662 | 0 | 0.21006 | -6.858
LDNO LV: LV Generation Intermittent | 1 | 0 | 0 | 0.043662 | 0 | 0.21006 | -6.858
LDNO HV: LV Generation Intermittent | 1 | 0 | 0 | 0.043662 | 0 | 0.21006 | -6.858
LV Generation Non-Intermittent
LV Generation Non-Intermittent | 0.10249 | 0.37924 | 0.51828 | 0.024317 | 0 | 0.067666 | -8.361
LDNO LV: LV Generation Non-Intermittent | 0.10249 | 0.37924 | 0.51828 | 0.024317 | 0 | 0.067666 | -8.361
LDNO HV: LV Generation Non-Intermittent | 0.10249 | 0.37924 | 0.51828 | 0.024317 | 0 | 0.067666 | -8.361
LV Sub Generation Intermittent
LV Sub Generation Intermittent | 0 | 0 | 0 | 0 | 0 | 0.0864 | 0.19872
LDNO HV: LV Sub Generation Intermittent | 0 | 0 | 0 | 0 | 0 | 0.0864 | 0.19872
LV Sub Generation Non-Intermittent
LV Sub Generation Non-Intermittent | 0.11002 | 0.42112 | 0.46886 | 0 | 0 | 0 | -7.8613
LDNO HV: LV Sub Generation Non-Intermittent | 0.11002 | 0.42112 | 0.46886 | 0 | 0 | 0 | -7.8613
HV Generation Intermittent
HV Generation Intermittent | 1 | 0 | 0 | 0.0036514 | 0 | 0.010869 | -4.0058
LDNO HV: HV Generation Intermittent | 1 | 0 | 0 | 0.0036514 | 0 | 0.010869 | -4.4401
HV Generation Non-Intermittent
HV Generation Non-Intermittent | 0.096414 | 0.30369 | 0.59989 | 0.00025052 | 0 | 0.010125 | -4.6623
LDNO HV: HV Generation Non-Intermittent | 0.096414 | 0.30369 | 0.59989 | 0.00025052 | 0 | 0.010125 | -4.6921
HV Sub Generation Intermittent
HV Sub Generation Intermittent | 0 | 0 | 0 | 0 | 0 | 0 | 0
HV Sub Generation Non-Intermittent
HV Sub Generation Non-Intermittent | 0 | 0 | 0 | 0 | 0 | 0 | 0
4005. LDNO LV charges (normalised £)
Data sources:
x1 = 4004. Normalised revenues (£) (in Normalised volumes for comparisons)
Copy cells = x1
LDNO LV charges (normalised £)
LDNO LV: Domestic Unrestricted | = x1: 64.6601
LDNO LV: Domestic Two Rate | = x1: 69.8745
LDNO LV: Domestic Off Peak (related MPAN) | = x1: 551537.1905
LDNO LV: Small Non Domestic Unrestricted | = x1: 172.3524
LDNO LV: Small Non Domestic Two Rate | = x1: 303.2716
LDNO LV: Small Non Domestic Off Peak (related MPAN) | = x1: 12956.0602
LDNO LV: LV Medium Non-Domestic | = x1: 1403.0767
LDNO LV: LV HH Metered | = x1: 25.2681
N/A | bar: = x1
N/A | bar: = x1
LDNO LV: NHH UMS category A | = x1: 13.87
LDNO LV: NHH UMS category B | = x1: 18.21
LDNO LV: NHH UMS category C | = x1: 30.68
LDNO LV: NHH UMS category D | = x1: 11.17
LDNO LV: LV UMS (Pseudo HH Metered) | = x1: 17.7353
LDNO LV: LV Generation NHH | = x1: -7.4
N/A | bar: = x1
LDNO LV: LV Generation Intermittent | = x1: -6.858
LDNO LV: LV Generation Non-Intermittent | = x1: -8.361
N/A | bar: = x1
N/A | bar: = x1
N/A | bar: = x1
N/A | bar: = x1
4006. LDNO HV charges (normalised £)
Data sources:
x1 = 4004. Normalised revenues (£) (in Normalised volumes for comparisons)
Copy cells = x1
LDNO HV charges (normalised £)
LDNO HV: Domestic Unrestricted | = x1: 47.9159
LDNO HV: Domestic Two Rate | = x1: 51.7792
LDNO HV: Domestic Off Peak (related MPAN) | = x1: 407726.6337
LDNO HV: Small Non Domestic Unrestricted | = x1: 127.7485
LDNO HV: Small Non Domestic Two Rate | = x1: 224.821
LDNO HV: Small Non Domestic Off Peak (related MPAN) | = x1: 9637.2664
LDNO HV: LV Medium Non-Domestic | = x1: 1039.8176
LDNO HV: LV HH Metered | = x1: 18.7077
LDNO HV: LV Sub HH Metered | = x1: 17.8985
LDNO HV: HV HH Metered | = x1: 31.3901
LDNO HV: NHH UMS category A | = x1: 10.28
LDNO HV: NHH UMS category B | = x1: 13.49
LDNO HV: NHH UMS category C | = x1: 22.73
LDNO HV: NHH UMS category D | = x1: 8.27
LDNO HV: LV UMS (Pseudo HH Metered) | = x1: 13.1413
LDNO HV: LV Generation NHH | = x1: -7.4
LDNO HV: LV Sub Generation NHH | = x1: 0
LDNO HV: LV Generation Intermittent | = x1: -6.858
LDNO HV: LV Generation Non-Intermittent | = x1: -8.361
LDNO HV: LV Sub Generation Intermittent | = x1: 0.19872
LDNO HV: LV Sub Generation Non-Intermittent | = x1: -7.8613
LDNO HV: HV Generation Intermittent | = x1: -4.4401
LDNO HV: HV Generation Non-Intermittent | = x1: -4.6921

## CTables
Tariff comparisons for WPD East Midlands in 2013/14 (April Tariffs 2013/14)
This sheet is for information only. It can be deleted without affecting any calculations elsewhere in the model.
4101. Comparison with current all-the-way demand tariffs
Data sources:
x1 = 4001. Revenues under current tariffs (£)
x2 = 3802. Net revenues (£) (in Revenue summary)
x3 = 3802. All units (MWh) (in Revenue summary)
x4 = 1053. MPANs by tariff (in Volume forecasts for the charging year)
Kind: | Calculation | Calculation | Copy cells
Formula: | =IF(x1,x2/x1-1,"") | =(x2-x1)/IF(x3,x3,1)/10 | = x4
| Change | Absolute change (average p/kWh) | MPANs
Domestic Unrestricted | 13.04% | 0.30331 | 1447904
Domestic Two Rate | 7.892% | 0.15297 | 947638
Domestic Off Peak (related MPAN) | 16.51% | 0.069 | 0
Small Non Domestic Unrestricted | 6.757% | 0.12461 | 92112
Small Non Domestic Two Rate | 3.851% | 0.059917 | 81339
Small Non Domestic Off Peak (related MPAN) | 2.527% | 0.007 | 0
LV Medium Non-Domestic | 11.38% | 0.17131 | 7839
LV Sub Medium Non-Domestic | 65.91% | 0.55683 | 0
HV Medium Non-Domestic | 12.86% | 0.17667 | 181
LV HH Metered | 13.32% | 0.21594 | 7777
LV Sub HH Metered | 13.36% | 0.25369 | 39
HV HH Metered | 14.7% | 0.15837 | 2865
HV Sub HH Metered |  | 0 | 0
NHH UMS category A | #VALUE! | #VALUE! | 0
NHH UMS category B | #VALUE! | #VALUE! | 0
NHH UMS category C | #VALUE! | #VALUE! | 0
NHH UMS category D | #VALUE! | #VALUE! | 0
LV UMS (Pseudo HH Metered) | 18.53% | 0.38726 | 0
4102. LDNO margins in use of system charges
Data sources:
x1 = 4003. Normalised to
x2 = 4004. Normalised revenues (£) (in Normalised volumes for comparisons)
x3 = 4005. LDNO LV charges (normalised £)
x4 = All-the-way charges (normalised £) (in LDNO margins in use of system charges)
x5 = 4006. LDNO HV charges (normalised £)
Kind: | Copy cells | Copy cells | Calculation | Calculation
Formula: | = x1 | = x2 | =IF(x3,x4-x3,"") | =IF(x5,x4-x5,"")
| Normalised to | All-the-way charges (normalised £) | LDNO LV margin (normalised £) | LDNO HV margin (normalised £)
Domestic Unrestricted | MPAN | 90.3291 | 25.6691 | 42.4132
Domestic Two Rate | MPAN | 97.5761 | 27.7016 | 45.7969
Domestic Off Peak (related MPAN) | MPAN | 769623.5295 | 218086.3389 | 361896.8958
Small Non Domestic Unrestricted | MPAN | 240.7677 | 68.4153 | 113.0192
Small Non Domestic Two Rate | MPAN | 423.7117 | 120.4401 | 198.8907
Small Non Domestic Off Peak (related MPAN) | MPAN | 18125.7196 | 5169.6595 | 8488.4532
LV Medium Non-Domestic | MPAN | 1960.0806 | 557.0039 | 920.2629
LV HH Metered | kVA | 35.2949 | 10.0268 | 16.5872
LV Sub HH Metered | kVA | 23.8467 |  | 5.9482
HV HH Metered | kVA | 37.1655 |  | 5.7754
NHH UMS category A | MWh | 19.38 | 5.51 | 9.1
NHH UMS category B | MWh | 25.44 | 7.23 | 11.95
NHH UMS category C | MWh | 42.86 | 12.18 | 20.13
NHH UMS category D | MWh | 15.6 | 4.43 | 7.33
LV UMS (Pseudo HH Metered) | MWh | 24.7738 | 7.0385 | 11.6325
LV Generation NHH | MWh | -7.4 | 0 | 0
LV Sub Generation NHH | MWh | 0
LV Generation Intermittent | MWh | -6.858 | 0 | 0
LV Generation Non-Intermittent | MWh | -8.361 | 0 | 0
LV Sub Generation Intermittent | MWh | 0.19872 |  | 0
LV Sub Generation Non-Intermittent | MWh | -7.8613 |  | 0
HV Generation Intermittent | MWh | -4.0058 |  | 0.43435
HV Generation Non-Intermittent | MWh | -4.6623 |  | 0.0298