## Table 1
Schedule 15 table 1
Company Name: WPD West Mids
Date:01/08/2013
| Description | Licence Term | CRC | [11 empty] | Assumptions
| Regulatory Year |  |  | t-1 | t | t+1 | t+2 | t+3 | t+4 | t+5 | t+6 | t+7 | t+8 | t+9
| Regulatory Year |  |  | 2012/13 | 2013/14 | 2014/15 | 2015/16 | 2016/17 | 2017/18 | 2018/19 | 2019/20 | 2020/21 | 2021/22 | 2022/23 | Please specify year (i.e. 2013/14)
Base Demand Before Inflation (A1)PUt | Base Demand Before Inflation (A1) | PUt | CRC3 | 367.5 | 381.6 | 399.7 | 365.491 | 369.1459 | 372.8374 | 376.5657 | 380.3314 | 384.1347 | 387.9761 | 391.8558 | Actual Base Demand Up To 2014/15. Forecast Base Demand 2015/16 and 2016/17
RPI Effective % (A2)PIADt | RPI Effective % (A2) | PIADt | CRC3 | 1.1011 | 1.1342 | 1.1659 | 1.1737 | 1.2065 | 1.2403 | 1.2751 | 1.3108 | 1.3475 | 1.3852 | 1.424 | Inflation assumed to be 4.69% for 2011/12 base income, 5.18% for 2012/13, 3.00% for 2013/14, 2.8% thereafter.
Merger adjustment (A3)MGt | Merger adjustment (A3) | MGt | CRC3 | [11 empty] | Zero Merger Adjustment
Base Demand Revenue (A): [A = A1 * A2 - A3]BRt | Base Demand Revenue (A): [A = A1 * A2 - A3] | BRt | CRC3 | 404.6651 | 432.7967 | 466.0182 | 428.9692 | 445.3907 | 462.4401 | 480.1419 | 498.5225 | 517.6061 | 537.4207 | 557.9933 | A = A1 * A2 - A3
Pass-Through Business Rates (B1)RBt | Pass-Through Business Rates (B1) | RBt | CRC4 | -1.752 | -1.8262 | -1.9773 | 0 | 0 | 0 | 0 | 0 | 0 | 0 | 0 | Actuals and Forecast
Pass-Through Licence Fees (B2)LFt | Pass-Through Licence Fees (B2) | LFt | CRC4 | -0.094589 | -0.097426 | -0.10015 | 0 | 0 | 0 | 0 | 0 | 0 | 0 | 0 | Actuals and Forecast
Pass-Through Transmission Exit (B3)TBt | Pass-Through Transmission Exit (B3) | TBt | CRC4 | -0.44866 | -0.4396 | -2.0783 | 0 | 0 | 0 | 0 | 0 | 0 | 0 | 0 | Actuals and Forecast
Price Control Reopener (B4)UNCt | Price Control Reopener (B4) | UNCt | CRC4 | 0 | 0 | 0 | 0 | 0 | 0 | 0 | 0 | 0 | 0 | 0 | Actuals and Forecast
Pass-Through Others (B5)MPTt, HBt, IEDt | Pass-Through Others (B5) | MPTt, HBt, IEDt | CRC4 | 0 | 0 | 0 | 0 | 0 | 0 | 0 | 0 | 0 | 0 | 0 | Actuals and Forecast
Allowed Pass-Through Items (B): [B = B1 + B2 + B3 +B4 + B5]PTt | Allowed Pass-Through Items (B): [B = B1 + B2 + B3 +B4 + B5] | PTt | CRC3 | -2.2953 | -2.3632 | -4.1557 | 0 | 0 | 0 | 0 | 0 | 0 | 0 | 0 | B = B1 + B2 + B3 +B4 + B5
Losses Incentive (C1)UILt | Losses Incentive (C1) | UILt | CRC7 | 0 | 0 | 0 | 0 | 0 | 0 | 0 | 0 | 0 | 0 | 0 | Zero Assumed Due To OFGEM Decision Not To Activate DPCR5 Losses
PCOLt |  | PCOLt | CRC7 | 0 | 0 | 0 | 0 | 0 | 0 | 0 | 0 | 0 | 0 | 0 | Zero Assumed Due To OFGEM Decision Not To Activate DPCR5 Losses
-COLt |  | -COLt | CRC7 | 0 | 0 | 0 | 0 | 0 | 0 | 0 | 0 | 0 | 0 | 0 | Zero Assumed Due To OFGEM Decision Not To Activate DPCR5 Losses
PPLt |  | PPLt | CRC7 | 0 | -11.21 | 0 | -5.2463 | -5.624 | 0 | 0 | 0 | 0 | 0 | 0 | Assumed Approach C Using RPI and WACC
Quality of service incentive adjustment (C2)IQt | Quality of service incentive adjustment (C2) | IQt | CRC8 | 4.2698 | 26.0568 | 29.7797 | 28.7561 | 29.475 | 0 | 0 | 0 | 0 | 0 | 0 | Actuals And Forecast
Transmission connection point charges incentive adjustment (C3)ITt | Transmission connection point charges incentive adjustment (C3) | ITt | CRC9 | 0 | -0.93251 | -7.2027 | 0 | 0 | 0 | 0 | 0 | 0 | 0 | 0 | Actuals And Forecast
Innovation funding incentive adjustment (C4)IFIt | Innovation funding incentive adjustment (C4) | IFIt | CRC10 | 0.28281 | 0.22288 | 0.17832 | 0 | 0 | 0 | 0 | 0 | 0 | 0 | 0 | Actuals And Forecast
Incentive revenue for Distributed Generation (C5)IGt | Incentive revenue for Distributed Generation (C5) | IGt | CRC11 | 0.4511 | 0.63047 | 0.71928 | 0 | 0 | 0 | 0 | 0 | 0 | 0 | 0 | Actuals And Forecast
Connection Guaranteed Standards Systems & Processes penalty (C6)CGSRAt,CGSSPt & AUMt | Connection Guaranteed Standards Systems & Processes penalty (C6) | CGSRAt,CGSSPt & AUMt | CRC12 | 0 | 0 | 0 | 0 | 0 | 0 | 0 | 0 | 0 | 0 | 0 | Actuals And Forecast
Low Carbon Networks Fund (C7)LCN1t | Low Carbon Networks Fund (C7) | LCN1t | CRC13 | 0.533 | 0.575 | 0.88 | 0 | 0 | 0 | 0 | 0 | 0 | 0 | 0 | Actuals And Forecast
LCN2t |  | LCN2t | CRC13 | 4.7 | 3.54 | 3.54 | 0 | 0 | 0 | 0 | 0 | 0 | 0 | 0 | Actuals And Forecast
LCN3t |  | LCN3t | CRC13 | 0 | 0 | 0 | 0 | 0 | 0 | 0 | 0 | 0 | 0 | 0 | Actuals And Forecast
Incentive Revenue and Other Adjustments (C): [C = C1 + C2 + C3 + C4 + C5 + C6 + C7] | Incentive Revenue and Other Adjustments (C): [C = C1 + C2 + C3 + C4 + C5 + C6 + C7] |  |  | 10.2368 | 18.8826 | 27.8945 | 23.5098 | 23.851 | 0 | 0 | 0 | 0 | 0 | 0 | C = C1 + C2 + C3 + C4 + C5 + C6 + C7
Correction Factor (D)-Kt | Correction Factor (D) | -Kt | CRC3 | 10.0846 | -0.14561 | 1.1358 | 0 | 0 | 0 | 0 | 0 | 0 | 0 | 0 | Carried forward from previous year (small variation for interest)
Tax Trigger Mechanism Adjustment (E)CTRAt | Tax Trigger Mechanism Adjustment (E) | CTRAt | CRC3 | -1.3214 | -0.22683 | -8.6484 | 0 | 0 | 0 | 0 | 0 | 0 | 0 | 0 | Assumptions Outlined
Total allowed Revenue (F): [F= A + B + C + D + E]ARt | Total allowed Revenue (F): [F= A + B + C + D + E] | ARt |  | 421.3697 | 448.9437 | 482.2444 | 452.479 | 469.2417 | 462.4401 | 480.1419 | 498.5225 | 517.6061 | 537.4207 | 557.9933 | F= A + B + C + D + E
Other 1. Excluded services - Top-up, standby, and enhanced system security (G1) (see note 1)ES4 | Other 1. Excluded services - Top-up, standby, and enhanced system security (G1) (see note 1) | ES4 | CRC15 | 3.4948 | 3.5996 | 3.7004 | 0 | 0 | 0 | 0 | 0 | 0 | 0 | 0 | Actuals And Forecast
Other 2. Excluded services - Revenue protection services (G2)ES5 | Other 2. Excluded services - Revenue protection services (G2) | ES5 | CRC15 |  |  |  | 0 | 0 | 0 | 0 | 0 | 0 | 0 | 0 | None
Other 3. Excluded services - Miscellaneous (G3)ES7 | Other 3. Excluded services - Miscellaneous (G3) | ES7 | CRC15 |  |  |  | 0 | 0 | 0 | 0 | 0 | 0 | 0 | 0 | None
Other 4. - blank or if required please provide description (G4) | Other 4. - blank or if required please provide description (G4) | [5 empty] | 0 | 0 | 0 | 0 | 0 | 0 | 0 | 0 | None
Other 5. - blank or if required please provide description (G5) | Other 5. - blank or if required please provide description (G5) | [5 empty] | 0 | 0 | 0 | 0 | 0 | 0 | 0 | 0 | None
Total Other Revenue to be recovered by Use of System Charges (G): [G = G1 + G2 + G3 + G4 +G5] | Total Other Revenue to be recovered by Use of System Charges (G): [G = G1 + G2 + G3 + G4 +G5] |  |  | 3.4948 | 3.5996 | 3.7004 | 0 | 0 | 0 | 0 | 0 | 0 | 0 | 0 | G = G1 + G2 + G3 + G4 +G5
Total Revenue for Use of System Charges (H): [H =F + G] | Total Revenue for Use of System Charges (H): [H =F + G] |  |  | 424.8645 | 452.5433 | 485.9448 | 452.479 | 469.2417 | 462.4401 | 480.1419 | 498.5225 | 517.6061 | 537.4207 | 557.9933 | H = F + G
1. Revenue raised outside CDCM - EDCM and Certain Interconnector Revenue (I1) | 1. Revenue raised outside CDCM - EDCM and Certain Interconnector Revenue (I1) |  |  | 3.0241 | 4.1647 | 4.4721 | 4.1641 | 4.3184 | 4.2558 | 4.4187 | 4.5879 | 4.7635 | 4.9459 | 5.1352 | Linked to Allowed Revenue
2. Revenue raised outside CDCM - Voluntary under-recovery (I2) | 2. Revenue raised outside CDCM - Voluntary under-recovery (I2) | [5 empty] | 0 | 0 | 0 | 0 | 0 | 0 | 0 | 0 | None
3. Revenue raised outside CDCM - blank or if required please provide description (I3) | 3. Revenue raised outside CDCM - blank or if required please provide description (I3) | [5 empty] | 0 | 0 | 0 | 0 | 0 | 0 | 0 | 0 | None
4. Revenue raised outside CDCM - blank or if required please provide description (I4) | 4. Revenue raised outside CDCM - blank or if required please provide description (I4) | [5 empty] | 0 | 0 | 0 | 0 | 0 | 0 | 0 | 0 | None
Total Revenue to be raised outside the CDCM (I): [I = I1 + I2 + I3 + I4] | Total Revenue to be raised outside the CDCM (I): [I = I1 + I2 + I3 + I4] |  |  | 3.0241 | 4.1647 | 4.4721 | 4.1641 | 4.3184 | 4.2558 | 4.4187 | 4.5879 | 4.7635 | 4.9459 | 5.1352 | I = I1 + I2 + I3 + I4
Latest forecast of CDCM Collected Revenue (J): [J = H - I] | Latest forecast of CDCM Collected Revenue (J): [J = H - I] |  |  | 421.8404 | 448.3786 | 481.4727 | 448.3149 | 464.9233 | 458.1843 | 475.7232 | 493.9347 | 512.8426 | 532.4748 | 552.8581 | J = H - I
CDCM Revenue Used in Charging Model | CDCM Revenue Used in Charging Model |  |  | 415.7767 | 445.9274 | 481.4727 | 448.3149 | 464.9233 | 458.1843 | 475.7232 | 493.9347 | 512.8426 | 532.4748 | 552.8581 | Assumptions Outlined
Final Collected Revenue Forecast (K) | Final Collected Revenue Forecast (K) |  |  | 425.0073 | 451.4298 | 485.9448 | 452.479 | 469.2417 | 462.4401 | 480.1419 | 498.5225 | 517.6061 | 537.4207 | 557.9933 | The units for 13/14 are forecast to be 2% lower than 12/13 on a weather corrected basis – except for Profile class 1 which is forecast to be 1% down.
Forecast Over / (Under) Recovery [being (K - G - F + I2] | Forecast Over / (Under) Recovery [being (K - G - F + I2] |  |  | 0.14275 | -1.1135 | 0 | 0 | 0 | 0 | 0 | 0 | 0 | 0 | 0 | being K - G - F + I2
Forecast overall percentage change to Allowed Revenue (L) | Forecast overall percentage change to Allowed Revenue (L) |  |  |  | 6.544% | 7.418% | -6.172% | 3.705% | -1.449% | 3.828% | 3.828% | 3.828% | 3.828% | 3.828% | Ft / Ft-1
Overall % change to Use of System Charges effective 1st April of Regulatory Year to balance (M) | Overall % change to Use of System Charges effective 1st April of Regulatory Year to balance (M) |  |  |  | 6.217% | 7.646% | -6.887% | 3.705% | -1.449% | 3.828% | 3.828% | 3.828% | 3.828% | 3.828% | Assumptions Outlined

## Overview
Overview for WPD West Midlands in 2013/14 (April Tariffs 2013/14)
Colour coding
Copyright © 2009-2013 DCUSA Limited and contributors. All rights reserved. |  | Data input
Unused cell in input data table
The use (including modification) of this model is permitted for the purposes of calculating use of system |  | Calculation
charges, testing the impact of changes in input data, and testing the impact of potential changes to the |  | Copy data
model (provided that this notice is not removed). DCUSA Limited reserves the right to modify or revoke |  | Unused cell in calculation table
such permission at any time. |  | Constant value
Unlocked cell for notes
This workbook is structured as a series of named and numbered tables. Above each calculation table, the
algorithm used in the calculations is stated together with hyperlinks to all source data tables.
Some versions of Microsoft Excel have a "Back" button which can be useful when using hyperlinks to navigate
around the workbook. The "Back" button might be in the "Web" toolbar (Microsoft Excel versions up to 2004), or
an additional command which can be added to the "Quick Access Toolbar" (Microsoft Excel versions 2007 and 2010).
Unless stated otherwise, all the data in this model are for illustration only.
List of data tables
This table lists the data tables (inputs and calculations) in the model. Each line contains a link is to the first data cell of the table.
Worksheet | Data table | Type of table
CDCM Revenue | 1001. CDCM Target Revenue Calculations | Input data
Input | 1000. Company, charging year, data version | Input data
Input | 1010. Financial and general assumptions | Composite
Input | 1017. Diversity allowance between top and bottom of network level | Input data
Input | 1018. Proportion of relevant load going through 132kV/HV direct transformation | Input data
Input | 1019. Network model GSP peak demand (MW) | Input data
Input | 1020. Gross asset cost by network level (£) | Input data
Input | 1022. LV service model asset cost (£) | Input data
Input | 1023. HV service model asset cost (£) | Input data
Input | 1025. Matrix of applicability of LV service models to tariffs with fixed charges | Input data
Input | 1026. Matrix of applicability of LV service models to unmetered tariffs | Input data
Input | 1028. Matrix of applicability of HV service models to tariffs with fixed charges | Input data
Input | 1032. Loss adjustment factors to transmission | Input data
Input | 1037. Embedded network (LDNO) discounts | Input data
Input | 1041. Load profile data for demand users | Input data
Input | 1053. Volume forecasts for the charging year | Input data
Input | 1055. Transmission exit charges (£/year) | Input data
Input | 1059. Other expenditure | Input data
Input | 1060. Customer contributions under current connection charging policy | Input data
Input | 1061. Average split of rate 1 units by distribution time band | Input data
Input | 1062. Average split of rate 2 units by distribution time band | Input data
Input | 1064. Average split of rate 1 units by special distribution time band | Input data
Input | 1066. Typical annual hours by special distribution time band | Input data
Input | 1068. Typical annual hours by distribution time band | Input data
Input | 1069. Peaking probabilities by network level | Input data
CDCM Revenue | 1076. Target revenue | Input data
Input | 1092. Average kVAr by kVA, by network level | Input data
Input | 1201. Current tariff information | Input data
LAFs | 2001. Loss adjustment factors to transmission | Composite
LAFs | 2002. Mapping of DRM network levels to core network levels | Fixed data
LAFs | 2003. Loss adjustment factor to transmission for each DRM network level | Sum-product calculation
LAFs | 2004. Loss adjustment factor to transmission for each network level | Combine tables
LAFs | 2005. Network use factors | Fixed data
LAFs | 2006. Proportion going through 132kV/EHV | Calculation
LAFs | 2007. Proportion going through EHV | Calculation
LAFs | 2008. Proportion going through EHV/HV | Calculation
LAFs | 2009. Rerouteing matrix for all network levels | Combine tables
LAFs | 2010. Network use factors: interim step in calculations before adjustments | Sum-product calculation
LAFs | 2011. Network use factors for all tariffs | Combine tables
LAFs | 2012. Loss adjustment factors between end user meter reading and each network level, scaled by network use | Calculation
DRM | 2101. Annuity rate | Calculation
DRM | 2102. Loss adjustment factor to transmission for each core level | Combine tables
DRM | 2103. Loss adjustment factors | Composite
DRM | 2104. Diversity calculations | Special calculation
DRM | 2105. Network model total maximum demand at substation (MW) | Calculation
DRM | 2106. Network model contribution to system maximum load measured at network level exit (MW) | Calculation
DRM | 2107. Rerouteing matrix for DRM network levels | Combine tables
DRM | 2108. GSP simultaneous maximum load assumed through each network level (MW) | Sum-product calculation
DRM | 2109. Network model annuity by simultaneous maximum load for each network level (£/kW/year) | Calculation
SM | 2201. Asset £/customer from LV service models | Sum-product calculation
SM | 2202. Asset £/(MWh/year) from LV service models | Sum-product calculation
SM | 2203. Service model asset p/kWh charge for unmetered tariffs | Calculation
SM | 2204. Asset £/customer from HV service models | Sum-product calculation
SM | 2205. Service model assets by tariff (£) | Combine tables
SM | 2206. Replacement annuities for service models | Composite
Loads | 2301. Demand coefficient (load at time of system maximum load divided by average load) | Calculation
Loads | 2302. Load coefficient | Combine tables
Loads | 2303. Discount map | Fixed data
Loads | 2304. LDNO discounts and volumes adjusted for discount | Composite
Loads | 2305. Equivalent volume for each end user | Cell summation
Multi | 2401. Adjust annual hours by distribution time band to match days in year | Composite
Multi | 2402. Normalisation of split of rate 1 units by time band | Composite
Multi | 2403. Split of rate 1 units between distribution time bands | Combine tables
Multi | 2404. Normalisation of split of rate 2 units by time band | Composite
Multi | 2405. Split of rate 2 units between distribution time bands | Combine tables
Multi | 2406. Split of rate 3 units between distribution time bands (default) | Fixed data
Multi | 2407. All units (MWh) | Calculation
Multi | 2408. Calculation of implied load coefficients for two-rate users | Calculation
Multi | 2409. Calculation of implied load coefficients for three-rate users | Calculation
Multi | 2410. Calculation of adjusted time band load coefficients | Composite
Multi | 2411. Normalisation of peaking probabilities | Composite
Multi | 2412. Peaking probabilities by network level (reshaped) | Reshape table
Multi | 2413. Pseudo load coefficient by time band and network level | Calculation
Multi | 2414. Unit rate 1 pseudo load coefficient by network level | Sum-product calculation
Multi | 2415. Unit rate 2 pseudo load coefficient by network level | Sum-product calculation
Multi | 2416. Unit rate 3 pseudo load coefficient by network level | Sum-product calculation
Multi | 2417. Adjust annual hours by special distribution time band to match days in year | Composite
Multi | 2418. Normalisation of split of rate 1 units by special time band | Composite
Multi | 2419. Split of rate 1 units between special distribution time bands | Combine tables
Multi | 2420. Split of rate 2 units between special distribution time bands (default) | Fixed data
Multi | 2421. Split of rate 3 units between special distribution time bands (default) | Fixed data
Multi | 2422. Calculation of implied special load coefficients for one-rate users | Calculation
Multi | 2423. Calculation of implied special load coefficients for three-rate users | Calculation
Multi | 2424. Estimated contributions to peak demand | Composite
Multi | 2425. Mapping of tariffs to tariff groups for coincidence adjustment factor | Fixed data
Multi | 2426. Group contribution to first-band peak kW | Sum-product calculation
Multi | 2427. Group contribution to system-peak-time kW | Sum-product calculation
Multi | 2428. Load coefficient correction factor for each group | Calculation
Multi | 2429. Load coefficient correction factor (based on group) | Sum-product calculation
Multi | 2430. Calculation of special peaking probabilities | Composite
Multi | 2431. Special peaking probabilities by network level | Combine tables
Multi | 2432. Special peaking probabilities by network level (reshaped) | Reshape table
Multi | 2433. Pseudo load coefficient by time band and network level | Calculation
Multi | 2434. Unit rate 1 pseudo load coefficient by network level (special) | Sum-product calculation
Multi | 2435. Unit rate 2 pseudo load coefficient by network level (special) | Sum-product calculation
Multi | 2436. Unit rate 3 pseudo load coefficient by network level (special) | Sum-product calculation
Multi | 2437. Unit rate 1 pseudo load coefficient by network level (combined) | Combine tables
Multi | 2438. Unit rate 2 pseudo load coefficient by network level (combined) | Combine tables
Multi | 2439. Unit rate 3 pseudo load coefficient by network level (combined) | Combine tables
SMD | 2501. Contributions of users on one-rate multi tariffs to system simultaneous maximum load by network level (kW) | Calculation
SMD | 2502. Contributions of users on two-rate multi tariffs to system simultaneous maximum load by network level (kW) | Calculation
SMD | 2503. Contributions of users on three-rate multi tariffs to system simultaneous maximum load by network level (kW) | Calculation
SMD | 2504. Estimated contributions of users on each tariff to system simultaneous maximum load by network level (kW) | Calculation
SMD | 2505. Contributions of users on each tariff to system simultaneous maximum load by network level (kW) | Combine tables
SMD | 2506. Forecast system simultaneous maximum load (kW) from forecast units | Cell summation
AMD | 2601. Pre-processing of data for standing charge factors | Composite
AMD | 2602. Standing charges factors adapted to use 132kV/HV | Combine tables
AMD | 2603. Capacity-based contributions to chargeable aggregate maximum load by network level (kW) | Calculation
AMD | 2604. Unit-based contributions to chargeable aggregate maximum load (kW) | Calculation
AMD | 2605. Contributions to aggregate maximum load by network level (kW) | Combine tables
AMD | 2606. Forecast chargeable aggregate maximum load (kW) | Cell summation
AMD | 2607. Forecast simultaneous load subject to standing charge factors (kW) | Calculation
AMD | 2608. Forecast simultaneous load replaced by standing charge (kW) | Cell summation
AMD | 2609. Calculated LV diversity allowance | Calculation
AMD | 2610. Network level mapping for diversity allowances | Fixed data
AMD | 2611. Diversity allowances including 132kV/HV | Sum-product calculation
AMD | 2612. Diversity allowances (including calculated LV value) | Combine tables
AMD | 2613. Forecast simultaneous maximum load (kW) adjusted for standing charges | Calculation
Otex | 2701. Operating expenditure coded by network level (£/year) | Combine tables
Otex | 2702. Network model assets (£) scaled by load forecast | Calculation
Otex | 2703. Annual consumption by tariff for unmetered users (MWh) | Copy cells
Otex | 2704. Total unmetered units | Cell summation
Otex | 2705. Service model asset data | Composite
Otex | 2706. Data for allocation of operating expenditure | Composite
Otex | 2707. Amount of expenditure to be allocated according to asset values (£/year) | Calculation
Otex | 2708. Total operating expenditure by network level (£/year) | Calculation
Otex | 2709. Operating expenditure percentage by network level | Calculation
Otex | 2710. Unit operating expenditure based on simultaneous maximum load (£/kW/year) | Calculation
Otex | 2711. Operating expenditure for customer assets p/MPAN/day | Composite
Otex | 2712. Operating expenditure for unmetered customer assets (p/kWh) | Calculation
Contrib | 2801. Network level of supply (for customer contributions) by tariff | Fixed data
Contrib | 2802. Contribution proportion of asset annuities, by customer type and network level of assets | Calculation
Contrib | 2803. Proportion of assets annuities deemed to be covered by customer contributions | Sum-product calculation
Contrib | 2804. Proportion of annual charge covered by contributions (for all charging levels) | Combine tables
Yard | 2901. Unit cost at each level, £/kW/year (relative to system simultaneous maximum load) | Combine tables
Yard | 2902. Pay-as-you-go yardstick unit costs by charging level (p/kWh) | Calculation
Yard | 2903. Pay-as-you-go unit rate 1 p/kWh | Composite
Yard | 2904. Pay-as-you-go unit rate 2 p/kWh | Composite
Yard | 2905. Pay-as-you-go unit rate 3 p/kWh | Composite
Standing | 3001. Costs based on aggregate maximum load (£/kW/year) | Calculation
Standing | 3002. Capacity elements p/kVA/day | Calculation
Standing | 3003. Yardstick unit rate p/kWh (taking account of standing charges) | Composite
Standing | 3004. Unit rate 1 (taking account of standing charges) | Composite
Standing | 3005. Unit rate 2 (taking account of standing charges) | Composite
Standing | 3006. Unit rate 3 (taking account of standing charges) | Composite
NHH | 3101. Average maximum kVA/MPAN by end user class, for user classes without an agreed import capacity | Calculation
NHH | 3102. Capacity-driven fixed charge elements from standing charges factors p/MPAN/day | Calculation
NHH | 3103. Statistics for tariffs charged for LV circuits on an exit point basis | Composite
NHH | 3104. Aggregate data for tariffs charged for LV circuits on an exit point basis | Composite
NHH | 3105. LV fixed charge elements from standing charges factors p/MPAN/day | Calculation
NHH | 3106. Fixed charge elements from standing charges factors p/MPAN/day | Combine tables
Reactive | 3201. Standard components p/kWh for reactive power (absolute value) | Calculation
Reactive | 3202. Standard reactive p/kVArh | Calculation
Reactive | 3203. Network use factors for generator reactive unit charges | Fixed data
Reactive | 3204. Absolute value of load coefficient (kW peak / average kW) | Calculation
Reactive | 3205. Pay-as-you-go components p/kWh for reactive power (absolute value) | Calculation
Reactive | 3206. Pay-as-you-go reactive p/kVArh | Calculation
Aggreg | 3301. Unit rate 1 p/kWh (elements) | Combine tables
Aggreg | 3302. Unit rate 2 p/kWh (elements) | Combine tables
Aggreg | 3303. Unit rate 3 p/kWh (elements) | Combine tables
Aggreg | 3304. Fixed charge p/MPAN/day (elements) | Combine tables
Aggreg | 3305. Capacity charge p/kVA/day (elements) | Copy cells
Aggreg | 3306. Reactive power charge p/kVArh (elements) | Combine tables
Aggreg | 3307. Summary of charges before revenue matching | Cell summation
Revenue | 3401. Net revenues by tariff before matching (£) | Calculation
Revenue | 3402. Target Revenue £/year | Calculation
Revenue | 3403. Revenue surplus or shortfall | Composite
Scaler | 3501. Factor to scale to £1/kW at transmission exit level | Calculation
Scaler | 3502. Applicability factor for £1/kW scaler | Combine tables
Scaler | 3503. Scalable elements of tariff components | Sum-product calculation
Scaler | 3504. Marginal revenue effect of scaler | Calculation
Scaler | 3505. Scaler value at which the minimum is breached | Calculation
Scaler | 3506. Constraint-free solution | Special calculation
Scaler | 3507. Starting point | Special calculation
Scaler | 3508. Solve for General scaler rate | Composite
Scaler | 3509. General scaler rate | Optimisation result
Scaler | 3510. Scaler | Calculation
Adjust | 3601. Tariffs before rounding | Calculation
Adjust | 3602. Decimal places | Fixed data
Adjust | 3603. Tariff rounding | Calculation
Adjust | 3604. All the way tariffs | Calculation
Adjust | 3605. Net revenues by tariff from rounding | Calculation
Adjust | 3606. Revenue forecast summary | Composite
Adjust | 3607. Tariffs | Calculation
Tariffs | 3701. Tariffs | Composite
Summary | 3801. Workbook build options and main parameters | Composite
Summary | 3802. Revenue summary | Composite
Summary | 3803. Revenue summary by tariff component | Cell summation
M-Rev | 3901. Revenue matrix by tariff | Composite
M-Rev | 3902. Revenues by charging element and network level | Cell summation
CData | 4001. Revenues under current tariffs (£) | Calculation
CData | 4002. All-the-way volumes | Copy cells
CData | 4003. Normalised to | Fixed data
CData | 4004. Normalised volumes for comparisons | Calculation
CData | 4005. LDNO LV charges (normalised £) | Copy cells
CData | 4006. LDNO HV charges (normalised £) | Copy cells
CTables | 4101. Comparison with current all-the-way demand tariffs | Composite
CTables | 4102. LDNO margins in use of system charges | Composite
M-ATW | Tariff matrices | Notes
Model identification
Version 101.2: pre-release incorporating CDCM Model version 101 and DCP 130
Date published: 21/02/2013

## CDCM Revenues
CDCM Revnues for WPD West Midlands in 2013/14 (April Tariffs 2013/14)
1001. CDCM Target Revenue Calculations
Description | Licence Term | CRC | 2013/14 (£) | 1 | 2014/15 | 1
Base Demand Before Inflation (A1) | PUt | CRC3 | 399700000 | 2 | 2015/16 | 2
RPI Effective % (A2) | PIADt | CRC3 | 1.1659 | 3 | 2016/17 | 3
Merger adjustment (A3) | MGt | CRC3 |  | 4 | 2017/18 | 4
Base Demand Revenue (A): [A = A1 * A2 - A3] | BRt | CRC3 | 466018174.0666 | 5 | 2018/19 | 5
Pass-Through Business Rates (B1) | RBt | CRC4 | -1977324.9375 | 6 | 2019/20 | 6
Pass-Through Licence Fees (B2) | LFt | CRC4 | -100154.2465 | 7 | 2020/21 | 7
Pass-Through Transmission Exit (B3) | TBt | CRC4 | -2078256.6349 | 8 | 2021/22 | 8
Price Control Reopener (B4) | UNCt | CRC4 | 0 | 9 | 2022/23 | 9
Pass-Through Others (B5) | MPTt, HBt, IEDt | CRC4 | 0
Allowed Pass-Through Items (B): [B = B1 + B2 + B3 +B4 + B5] | PTt | CRC3 | -4155735.819
Losses Incentive (C1) | UILt | CRC7 | 0 |  | Choose the year using Key above
| PCOLt | CRC7 | 0 |  |  | 1
| -COLt | CRC7 | 0
| PPLt | CRC7 | 0 |  | e.g. 6 = 2019/20
Quality of service incentive adjustment (C2) | IQt | CRC8 | 29779684.7613
Transmission connection point charges incentive adjustment (C3) | ITt | CRC9 | -7202741.6794
Innovation funding incentive adjustment (C4) | IFIt | CRC10 | 178320 |  |  | 2014/15
Incentive revenue for Distributed Generation (C5) | IGt | CRC11 | 719281.8817
Connection Guaranteed Standards Systems & Processes penalty (C6) | CGSRAt,CGSSPt & AUMt | CRC12 | 0
Low Carbon Networks Fund (C7) | LCN1t | CRC13 | 880000
| LCN2t | CRC13 | 3540000
| LCN3t | CRC13 | 0
Incentive Revenue and Other Adjustments (C): [C = C1 + C2 + C3 + C4 + C5 + C6 + C7] |  |  | 27894544.9636
Correction Factor (D) | -Kt | CRC3 | 1135812.4039
Tax Trigger Mechanism Adjustment (E) | CTRAt | CRC3 | -8648374.7618
Total allowed Revenue (F): [F= A + B + C + D + E] | ARt |  | 482244420.8533
Other 1. Excluded services - Top-up, standby, and enhanced system security (G1) (see note 1) | ES4 | CRC15 | 3700413.7274
Other 2. Excluded services - Revenue protection services (G2) (see note 1) | ES5 | CRC15
Other 3. Excluded services - Miscellaneous (G3) (see note 1) | ES7 | CRC15
Other 4. - blank or if required please provide description (G4)
Other 5. - blank or if required please provide description (G5)
Total Other Revenue to be recovered by Use of System Charges (G): [G = G1 + G2 + G3 + G4 +G5] |  |  | 3700413.7274
Total Revenue for Use of System Charges (H): [H =F + G] |  |  | 485944834.5807
1. Revenue raised outside CDCM - EDCM and Certain Interconnector Revenue (I1) |  |  | 4472130.5084
2. Revenue raised outside CDCM - Voluntary under-recovery (I2)
3. Revenue raised outside CDCM - blank or if required please provide description (I3)
4. Revenue raised outside CDCM - blank or if required please provide description (I4)
Total Revenue to be raised outside the CDCM (I): [I = I1 + I2 + I3 + I4] |  |  | 4472130.5084
CDCM Target Revenue (J): [J = H - I] |  |  | 481472704.0723
Note 1: Cost categories associated with excluded services should only be populated if the Company recovers the costs of providing these services from Use of System charges.
1076. Target revenue
Source: CDCM Revenues
| CDCM Target Revenue (£/year) |  | NGC Exit Forecast
Target revenue | 481472704.0723 |  | 13733020.5917
| 0.0518 | 1.0518
| 0.029667 | 1.083
1 | 0.028 | 1.1133 | 12.3351 | 13.733
2 | 0.028 | 1.1445 | 12.1135 | 13.8639
3 | 0.028 | 1.1765 | 12.3726 | 14.5569
4 | 0.028 | 1.2095 | 12.5065 | 15.1265
5 | 0.028 | 1.2434 | 12.5253 | 15.5734
6 | 0.028 | 1.2782 | 13.2364 | 16.9184
7 | 0.028 | 1.314 | 13.7824 | 18.1095
8 | 0.028 | 1.3507 | 13.7824 | 18.6165
9 | 0.028 | 1.3886 | 13.7824 | 19.1378

## Input
Input data for WPD West Midlands in 2013/14 (April Tariffs 2013/14)
This sheet contains all the input data (except LLFCs, which are entered directly into the Tariff sheet).
1000. Company, charging year, data version
| Company | Year | Version
Company, charging year, data version | WPD West Midlands | 2013/14 | April Tariffs 2013/14
1010. Financial and general assumptions
Sources: financial assumptions; calendar; network model.
These financial assumptions determine the annuity rate applied to convert the asset values of the network model into an annual charge.
| Rate of return | Annualisation period (years) | Annuity proportion for customer-contributed assets | Power factor | Days in the charging year
Financial and general assumptions | 5.6% | 40 | 0 | 0.95 | 365
1017. Diversity allowance between top and bottom of network level
Source: operational data analysis and/or network model.
The diversity figure against GSP is the diversity between GSP Group (the whole system) and individual GSPs.
The diversity figure against 132kV is the diversity between GSPs (the top of the 132kV network) and 132kV/EHV bulk supply points (the bottom of the 132kV network).
The diversity figure against EHV is the diversity between 132kV/EHV bulk supply points (the top of the EHV network) and EHV/HV primary substations (the bottom of the EHV network).
The diversity figure against HV is the diversity between EHV/HV primary substations (the top of the HV network) and HV/LV substations (the bottom of the HV network).
Diversity allowance between top and bottom of network level
GSPs | 5.649%
132kV | 2.557%
132kV/EHV
EHV | 2.663%
EHV/HV
HV | 34%
HV/LV
LV circuits
1018. Proportion of relevant load going through 132kV/HV direct transformation
132kV/HV
EHV/HV | 69.26%
1019. Network model GSP peak demand (MW)
Network model GSP peak demand (MW)
Network model GSP peak demand (MW) | 500
1020. Gross asset cost by network level (£)
Gross assets £
132kV | 69289826
132kV/EHV | 10805721
EHV | 12445869
EHV/HV | 21265349
132kV/HV | 19659026
HV | 108538973
HV/LV | 68061984
LV circuits | 94672478
1022. LV service model asset cost (£)
| LV service model 1 | LV service model 2 | LV service model 3 | LV service model 4 | LV service model 5 | LV service model 6 | LV service model 7 | LV service model 8
LV service model asset cost (£) | 4689.7767 | 578.9438 | 683.8749 | 509.4741 | 1169.0366 | 858.6035 | 0 | 450.3143
1023. HV service model asset cost (£)
| HV service model 1 | HV service model 2 | HV service model 3 | HV service model 4 | HV service model 5
HV service model asset cost (£) | 8748.3778 | 4299.3136 |  | 0 | 0
1025. Matrix of applicability of LV service models to tariffs with fixed charges
| LV service model 1 | LV service model 2 | LV service model 3 | LV service model 4 | LV service model 5 | LV service model 6 | LV service model 7 | LV service model 8
Domestic Unrestricted | 5% | 0% | 0% | 0% | 0% | 0% | 0% | 0%
Domestic Two Rate | 5% | 0% | 0% | 0% | 0% | 0% | 0% | 0%
Small Non Domestic Unrestricted | 0% | 100% | 0% | 0% | 0% | 0% | 0% | 0%
Small Non Domestic Two Rate | 0% | 100% | 0% | 0% | 0% | 0% | 0% | 0%
LV Medium Non-Domestic | 0% | 0% | 100% | 0% | 0% | 0% | 0% | 0%
LV Sub Medium Non-Domestic | 0% | 0% | 0% | 100% | 0% | 0% | 0% | 0%
LV HH Metered | 0% | 0% | 0% | 0% | 100% | 0% | 0% | 0%
LV Sub HH Metered | 0% | 0% | 0% | 0% | 0% | 100% | 0% | 0%
LV Generation NHH | 0% | 0% | 0% | 0% | 0% | 0% | 100% | 0%
LV Sub Generation NHH | 0% | 0% | 0% | 0% | 0% | 0% | 100% | 0%
LV Generation Intermittent | 0% | 0% | 0% | 0% | 0% | 0% | 100% | 0%
LV Generation Non-Intermittent | 0% | 0% | 0% | 0% | 0% | 0% | 0% | 0%
LV Sub Generation Intermittent | 0% | 0% | 0% | 0% | 0% | 0% | 0% | 0%
LV Sub Generation Non-Intermittent | 0% | 0% | 0% | 0% | 0% | 0% | 0% | 0%
1026. Matrix of applicability of LV service models to unmetered tariffs
Source: service models
Proportion of service model involved in connecting load of 1 MWh/year
| LV service model 1 | LV service model 2 | LV service model 3 | LV service model 4 | LV service model 5 | LV service model 6 | LV service model 7 | LV service model 8
All LV unmetered tariffs | 0 | 0 | 0 | 0 | 0 | 0 | 0 | 0.488
1028. Matrix of applicability of HV service models to tariffs with fixed charges
| HV service model 1 | HV service model 2 | HV service model 3 | HV service model 4 | HV service model 5
HV Medium Non-Domestic | 100% | 0% | 0% | 0% | 0%
HV HH Metered | 100% | 0% | 0% | 0% | 0%
HV Sub HH Metered | 100% | 0% | 0% | 0% | 0%
HV Generation Intermittent | 0% | 100% | 0% | 0% | 0%
HV Generation Non-Intermittent | 0% | 100% | 0% | 0% | 0%
HV Sub Generation Intermittent | 0% | 100% | 0% | 0% | 0%
HV Sub Generation Non-Intermittent | 0% | 100% | 0% | 0% | 0%
1032. Loss adjustment factors to transmission
Source: losses model or loss adjustment factors at time of system peak.
| 132kV | 132kV/EHV | EHV | EHV/HV | HV | HV/LV | LV circuits
Loss adjustment factor | 1.002 | 1.003 | 1.006 | 1.027 | 1.044 | 1.051 | 1.077
1037. Embedded network (LDNO) discounts
Source: separate price control disaggregation model.
| No discount | LDNO LV: LV user | LDNO HV: LV user | LDNO HV: LV sub user | LDNO HV: HV user
LDNO discount |  | 30.88% | 50.08% | 25.43% | 15.23%
1041. Load profile data for demand users
Source: load data analysis.
| Coincidence factor | Load factor
Domestic Unrestricted | 0.91725 | 0.41143
Domestic Two Rate | 0.4008 | 0.25561
Domestic Off Peak (related MPAN) |  | 0.15591
Small Non Domestic Unrestricted | 0.62008 | 0.35245
Small Non Domestic Two Rate | 0.61876 | 0.43068
Small Non Domestic Off Peak (related MPAN) |  | 0.18687
LV Medium Non-Domestic | 0.8048 | 0.4921
LV Sub Medium Non-Domestic | 0.8048 | 0.4921
HV Medium Non-Domestic | 0.61082 | 0.42201
LV HH Metered | 0.76195 | 0.51926
LV Sub HH Metered | 0.76195 | 0.51926
HV HH Metered | 0.77259 | 0.64379
HV Sub HH Metered | 0.77259 | 0.64379
NHH UMS category A | 1 | 1
NHH UMS category B | 1 | 0.47368
NHH UMS category C | 1 | 0.258
NHH UMS category D | 0.064133 | 0.553
LV UMS (Pseudo HH Metered) | 0.99388 | 0.48774
1053. Volume forecasts for the charging year
Source: forecast.
Please include MPAN counts for tariffs with no fixed charge (e.g. off-peak tariffs),
but exclude MPANs on tariffs with a fixed charge that are not subject to a fixed charge due to a site grouping arrangement.
| Rate 1 units (MWh) | Rate 2 units (MWh) | Rate 3 units (MWh) | MPANs | Import capacity (kVA) | Reactive power units (MVArh)
> Domestic Unrestricted
Domestic Unrestricted | 7188253.0837 |  |  | 1922702
LDNO LV: Domestic Unrestricted | 6885.108 |  |  | 4255
LDNO HV: Domestic Unrestricted | 21472.725 |  |  | 9925
> Domestic Two Rate
Domestic Two Rate | 1030801.3401 | 770885.2424 |  | 314618
LDNO LV: Domestic Two Rate | 268.075 | 156.922 |  | 167
LDNO HV: Domestic Two Rate | 386.871 | 358.447 |  | 265
> Domestic Off Peak (related MPAN)
Domestic Off Peak (related MPAN) | 37781.026
LDNO LV: Domestic Off Peak (related MPAN)
LDNO HV: Domestic Off Peak (related MPAN)
> Small Non Domestic Unrestricted
Small Non Domestic Unrestricted | 1667665.7642 |  |  | 132921
LDNO LV: Small Non Domestic Unrestricted | 657.041 |  |  | 104
LDNO HV: Small Non Domestic Unrestricted | 6413.625 |  |  | 385
> Small Non Domestic Two Rate
Small Non Domestic Two Rate | 472549.4891 | 214687.7201 |  | 32175
LDNO LV: Small Non Domestic Two Rate | 321.815 | 94.725 |  | 9
LDNO HV: Small Non Domestic Two Rate | 1411.414 | 363.781 |  | 39
> Small Non Domestic Off Peak (related MPAN)
Small Non Domestic Off Peak (related MPAN) | 6401.6648
LDNO LV: Small Non Domestic Off Peak (related MPAN)
LDNO HV: Small Non Domestic Off Peak (related MPAN)
> LV Medium Non-Domestic
LV Medium Non-Domestic | 1307127.2321 | 315613.5147 |  | 17765
LDNO LV: LV Medium Non-Domestic | 305.523 | 103.388 |  | 7
LDNO HV: LV Medium Non-Domestic | 6556.33 | 1534.562 |  | 62
> LV Sub Medium Non-Domestic
LV Sub Medium Non-Domestic | 93.6406 | 24.5924 |  | 3
> HV Medium Non-Domestic
HV Medium Non-Domestic | 37255.5538 | 10222.2194 |  | 273
> LV HH Metered
LV HH Metered | 209180.978 | 833098.6941 | 858293.1853 | 6018 | 983000 | 164557.5686
LDNO LV: LV HH Metered | 7.5132 | 54.5484 | 1.4076 | 1 | 0 | 0.81
LDNO HV: LV HH Metered | 4294.6881 | 14589.2458 | 15977.0549 | 79 | 19000 | 1075.1704
> LV Sub HH Metered
LV Sub HH Metered | 2299.1097 | 8498.849 | 10550.7646 | 32 | 17000 | 603.104
LDNO HV: LV Sub HH Metered | 187.0491 | 641.9997 | 1199.4126 | 1 | 0 | 675.1852
> HV HH Metered
HV HH Metered | 792514.2414 | 3163549.9177 | 4024837.01 | 3709 | 2873000 | 1033930.8586
LDNO HV: HV HH Metered | 1655.0762 | 5248.0467 | 5557.199 | 9 | 6000 | 832.2484
> HV Sub HH Metered
HV Sub HH Metered
> NHH UMS category A
NHH UMS category A | 64233.1532
LDNO LV: NHH UMS category A | 40.8248
LDNO HV: NHH UMS category A | 186.6573
> NHH UMS category B
NHH UMS category B | 34027.2664
LDNO LV: NHH UMS category B | 21.6268
LDNO HV: NHH UMS category B | 98.881
> NHH UMS category C
NHH UMS category C | 775.9048
LDNO LV: NHH UMS category C | 0.49314
LDNO HV: NHH UMS category C | 2.2547
> NHH UMS category D
NHH UMS category D | 5516.6276
LDNO LV: NHH UMS category D | 3.5062
LDNO HV: NHH UMS category D | 16.031
> LV UMS (Pseudo HH Metered)
LV UMS (Pseudo HH Metered) | 11973.6322 | 27603.8991 | 208157.8331
LDNO LV: LV UMS (Pseudo HH Metered)
LDNO HV: LV UMS (Pseudo HH Metered)
> LV Generation NHH
LV Generation NHH | 444.639 |  |  | 96
LDNO LV: LV Generation NHH |  |  |  | 0
LDNO HV: LV Generation NHH |  |  |  | 0
> LV Sub Generation NHH
LV Sub Generation NHH |  |  |  | 0
LDNO HV: LV Sub Generation NHH |  |  |  | 0
> LV Generation Intermittent
LV Generation Intermittent | 46.675 |  |  | 20 |  | 16.962
LDNO LV: LV Generation Intermittent
LDNO HV: LV Generation Intermittent
> LV Generation Non-Intermittent
LV Generation Non-Intermittent | 231.313 | 877.749 | 1443.464 | 57 |  | 85.2694
LDNO LV: LV Generation Non-Intermittent
LDNO HV: LV Generation Non-Intermittent
> LV Sub Generation Intermittent
LV Sub Generation Intermittent | 0 |  |  |  |  | 0
LDNO HV: LV Sub Generation Intermittent
> LV Sub Generation Non-Intermittent
LV Sub Generation Non-Intermittent | 0 | 0 | 0.312 |  |  | 3.4596
LDNO HV: LV Sub Generation Non-Intermittent
> HV Generation Intermittent
HV Generation Intermittent | 987.742 |  |  | 4 |  | 376.0514
LDNO HV: HV Generation Intermittent
> HV Generation Non-Intermittent
HV Generation Non-Intermittent | 39368.899 | 133192.957 | 261885.645 | 81 |  | 4526.9914
LDNO HV: HV Generation Non-Intermittent
> HV Sub Generation Intermittent
HV Sub Generation Intermittent
> HV Sub Generation Non-Intermittent
HV Sub Generation Non-Intermittent | 0 |  |  | 0
1055. Transmission exit charges (£/year)
Source: forecast.
Transmission exit
Transmission exit charges (£/year) | 13164424.7875
1059. Other expenditure
| Direct cost (£/year) | Indirect cost (£/year) | Indirect cost proportion | Network rates (£/year)
Other expenditure | 32225296.6289 | 132800970.5049 | 60% | 26392016
1060. Customer contributions under current connection charging policy
Source: analysis of expenditure data and/or survey of capital expenditure schemes.
Customer contribution percentages by network level of supply and by asset network level.
These proportions should reflect the current connection charging method, not necessarily the method that was in place when the connection was built.
| Assets 132kV | Assets 132kV/EHV | Assets EHV | Assets EHV/HV | Assets 132kV/HV | Assets HV | Assets HV/LV | Assets LV circuits
LV network | 0% | 0% | 0% | 0% | 0% | 38.68% | 64.12% | 89.56%
LV substation | 0% | 0% | 0% | 0% | 0% | 38.68% | 64.12%
HV network | 0% | 0% | 0% | 25.76% | 25.76% | 51.53%
HV substation | 0% | 0% | 0% | 25.76%
1061. Average split of rate 1 units by distribution time band
| Red | Amber | Green
Domestic Two Rate | 14.89% | 41.12% | 43.99%
Domestic Off Peak (related MPAN) | 0.2297% | 20.57% | 79.2%
Small Non Domestic Two Rate | 13.33% | 53.52% | 33.15%
Small Non Domestic Off Peak (related MPAN) | 1.839% | 17.1% | 81.06%
LV Medium Non-Domestic | 13.92% | 53.28% | 32.8%
LV Sub Medium Non-Domestic | 13.92% | 53.28% | 32.8%
HV Medium Non-Domestic | 13.27% | 56.66% | 30.06%
1062. Average split of rate 2 units by distribution time band
| Red | Amber | Green
Domestic Two Rate |  |  | 100%
Small Non Domestic Two Rate |  |  | 100%
LV Medium Non-Domestic |  |  | 100%
LV Sub Medium Non-Domestic |  |  | 100%
HV Medium Non-Domestic |  |  | 100%
1064. Average split of rate 1 units by special distribution time band
| Black | Yellow | Green
NHH UMS category A | 2.968% | 37.25% | 59.78%
NHH UMS category B | 4.925% | 8.828% | 86.25%
NHH UMS category C | 9.606% | 17.7% | 72.7%
NHH UMS category D | 1.697% | 60.83% | 37.47%
1066. Typical annual hours by special distribution time band
Source: definition of distribution time bands.
The figures in this table will be automatically adjusted to match the number of days in the charging period.
| Black | Yellow | Green
Annual hours | 258 | 3265.5 | 5236.5
1068. Typical annual hours by distribution time band
Source: definition of distribution time bands.
The figures in this table will be automatically adjusted to match the number of days in the charging period.
| Red | Amber | Green
Annual hours | 783 | 2740.5 | 5236.5
1069. Peaking probabilities by network level
Source: analysis of network operation data.
Red, amber and green peaking probabilities
| Red | Amber | Green | Black peaking probabilities
GSPs | 90.71% | 8.594% | 0.6921% | 90.71%
132kV | 71.77% | 25.35% | 2.88% | 71.22%
132kV/EHV | 71.77% | 25.35% | 2.88% | 71.22%
EHV | 66.03% | 26.48% | 7.484% | 64.85%
EHV/HV | 66.03% | 26.48% | 7.484% | 64.85%
132kV/HV | 71.77% | 25.35% | 2.88% | 71.22%
HV | 66.03% | 26.48% | 7.484% | 64.85%
HV/LV | 66.03% | 26.48% | 7.484% | 64.85%
LV circuits | 66.03% | 26.48% | 7.484% | 64.85%
1092. Average kVAr by kVA, by network level
Source: analysis of operational data.
This is the average of MVAr/MVA or SQRT(1-PF^2) across relevant network elements.
| GSPs | 132kV | 132kV/EHV | EHV | EHV/HV | 132kV/HV | HV | HV/LV | LV circuits
Average kVAr by kVA, by network level | 0.28106 | 0.28106 | 0.28106 | 0.28106 | 0.28106 | 0.28106 | 0.28106 | 0.28106 | 0.28106
1201. Current tariff information
| Current revenues if known (£) | Current Unit rate 1 p/kWh | Current Unit rate 2 p/kWh | Current Unit rate 3 p/kWh | Current Fixed charge p/MPAN/day | Current Capacity charge p/kVA/day | Current Reactive power charge p/kVArh
Domestic Unrestricted | 0 | 1.92 | 0 | 0 | 4.76 | 0 | 0
Domestic Two Rate | 0 | 2.349 | 0.095 | 0 | 4.76 | 0 | 0
Domestic Off Peak (related MPAN) | 0 | 0.19 | 0 | 0 | 0 | 0 | 0
Small Non Domestic Unrestricted | 0 | 1.729 | 0 | 0 | 6.15 | 0 | 0
Small Non Domestic Two Rate | 0 | 2.007 | 0.084 | 0 | 6.15 | 0 | 0
Small Non Domestic Off Peak (related MPAN) | 0 | 0.313 | 0 | 0 | 0 | 0 | 0
LV Medium Non-Domestic | 0 | 1.783 | 0.073 | 0 | 35.86 | 0 | 0
LV Sub Medium Non-Domestic | 0 | 1.221 | 0.044 | 0 | 10.13 | 0 | 0
HV Medium Non-Domestic | 0 | 0.882 | 0.014 | 0 | 276.6 | 0 | 0
LV HH Metered | 0 | 7.706 | 0.604 | 0.048 | 10.13 | 3.16 | 0.298
LV Sub HH Metered | 0 | 7.11 | 0.497 | 0.029 | 10.13 | 4.16 | 0.234
HV HH Metered | 0 | 4.438 | 0.26 | 0.012 | 101.91 | 4.9 | 0.143
HV Sub HH Metered | 0 | 4.703 | 0.304 | 0.012 | 101.91 | 4.17 | 0.163
NHH UMS category A | #VALUE! | #VALUE!
NHH UMS category B | #VALUE! | #VALUE!
NHH UMS category C | #VALUE! | #VALUE!
NHH UMS category D | #VALUE! | #VALUE!
LV UMS (Pseudo HH Metered) | 0 | 24.404 | 2.679 | 0.82 | 0 | 0 | 0

## LAFs
Loss adjustment factors and network use matrices for WPD West Midlands in 2013/14 (April Tariffs 2013/14)
This sheet calculates matrices of loss adjustment factors and of network use factors.
These matrices map out the extent to which each type of user uses each level of the network, and are used throughout the workbook.
2001. Loss adjustment factors to transmission
Data sources:
x1 = Network level for each tariff (to get loss factors applicable to capacity) (in Loss adjustment factors to transmission)
x2 = 1032. Loss adjustment factors to transmission
Kind: | Fixed data | [6 empty] | Sum-product calculation
Formula: | [7 empty] | =SUMPRODUCT(x1, x2)
Network level for each tariff (to get loss factors applicable to capacity)
| 132kV | 132kV/EHV | EHV | EHV/HV | HV | HV/LV | LV circuits | Loss adjustment factor
Domestic Unrestricted | 0 | 0 | 0 | 0 | 0 | 0 | 1 | 1.077
Domestic Two Rate | 0 | 0 | 0 | 0 | 0 | 0 | 1 | 1.077
Domestic Off Peak (related MPAN) | 0 | 0 | 0 | 0 | 0 | 0 | 1 | 1.077
Small Non Domestic Unrestricted | 0 | 0 | 0 | 0 | 0 | 0 | 1 | 1.077
Small Non Domestic Two Rate | 0 | 0 | 0 | 0 | 0 | 0 | 1 | 1.077
Small Non Domestic Off Peak (related MPAN) | 0 | 0 | 0 | 0 | 0 | 0 | 1 | 1.077
LV Medium Non-Domestic | 0 | 0 | 0 | 0 | 0 | 0 | 1 | 1.077
LV Sub Medium Non-Domestic | 0 | 0 | 0 | 0 | 0 | 1 | 0 | 1.051
HV Medium Non-Domestic | 0 | 0 | 0 | 0 | 1 | 0 | 0 | 1.044
LV HH Metered | 0 | 0 | 0 | 0 | 0 | 0 | 1 | 1.077
LV Sub HH Metered | 0 | 0 | 0 | 0 | 0 | 1 | 0 | 1.051
HV HH Metered | 0 | 0 | 0 | 0 | 1 | 0 | 0 | 1.044
HV Sub HH Metered | 0 | 0 | 0 | 1 | 0 | 0 | 0 | 1.027
NHH UMS category A | 0 | 0 | 0 | 0 | 0 | 0 | 1 | 1.077
NHH UMS category B | 0 | 0 | 0 | 0 | 0 | 0 | 1 | 1.077
NHH UMS category C | 0 | 0 | 0 | 0 | 0 | 0 | 1 | 1.077
NHH UMS category D | 0 | 0 | 0 | 0 | 0 | 0 | 1 | 1.077
LV UMS (Pseudo HH Metered) | 0 | 0 | 0 | 0 | 0 | 0 | 1 | 1.077
LV Generation NHH | 0 | 0 | 0 | 0 | 0 | 0 | 1 | 1.077
LV Sub Generation NHH | 0 | 0 | 0 | 0 | 0 | 1 | 0 | 1.051
LV Generation Intermittent | 0 | 0 | 0 | 0 | 0 | 0 | 1 | 1.077
LV Generation Non-Intermittent | 0 | 0 | 0 | 0 | 0 | 0 | 1 | 1.077
LV Sub Generation Intermittent | 0 | 0 | 0 | 0 | 0 | 1 | 0 | 1.051
LV Sub Generation Non-Intermittent | 0 | 0 | 0 | 0 | 0 | 1 | 0 | 1.051
HV Generation Intermittent | 0 | 0 | 0 | 0 | 1 | 0 | 0 | 1.044
HV Generation Non-Intermittent | 0 | 0 | 0 | 0 | 1 | 0 | 0 | 1.044
HV Sub Generation Intermittent | 0 | 0 | 0 | 1 | 0 | 0 | 0 | 1.027
HV Sub Generation Non-Intermittent | 0 | 0 | 0 | 1 | 0 | 0 | 0 | 1.027
2002. Mapping of DRM network levels to core network levels
| 132kV | 132kV/EHV | EHV | EHV/HV | HV | HV/LV | LV circuits
132kV | 1 | 0 | 0 | 0 | 0 | 0 | 0
132kV/EHV | 0 | 1 | 0 | 0 | 0 | 0 | 0
EHV | 0 | 0 | 1 | 0 | 0 | 0 | 0
EHV/HV | 0 | 0 | 0 | 1 | 0 | 0 | 0
132kV/HV | 0 | 0 | 0 | 1 | 0 | 0 | 0
HV | 0 | 0 | 0 | 0 | 1 | 0 | 0
HV/LV | 0 | 0 | 0 | 0 | 0 | 1 | 0
LV circuits | 0 | 0 | 0 | 0 | 0 | 0 | 1
2003. Loss adjustment factor to transmission for each DRM network level
Data sources:
x1 = 2002. Mapping of DRM network levels to core network levels
x2 = 1032. Loss adjustment factors to transmission
Sum-product calculation =SUMPRODUCT(x1, x2)
Loss adjustment factor to transmission for each DRM network level
132kV | 1.002
132kV/EHV | 1.003
EHV | 1.006
EHV/HV | 1.027
132kV/HV | 1.027
HV | 1.044
HV/LV | 1.051
LV circuits | 1.077
2004. Loss adjustment factor to transmission for each network level
Data sources:
x1 = 2003. Loss adjustment factor to transmission for each DRM network level
x2 = 1 for GSP level
Combine tables = x1 or x2
| GSPs | 132kV | 132kV/EHV | EHV | EHV/HV | 132kV/HV | HV | HV/LV | LV circuits
Loss adjustment factor to transmission for each network level | 1 | 1.002 | 1.003 | 1.006 | 1.027 | 1.027 | 1.044 | 1.051 | 1.077
2005. Network use factors
These network use factors indicate to what extent each network level is used by each tariff.
This table reflects the policy that generators receive credits only in respect of network levels above the voltage of connection. Generators do not receive credits at the voltage of connection.
The factors in this table are before any adjustment for a 132kV/HV network level or for generation-dominated areas.
| GSPs | 132kV | 132kV/EHV | EHV | EHV/HV | HV | HV/LV | LV circuits
Domestic Unrestricted | 1 | 1 | 1 | 1 | 1 | 1 | 1 | 1
Domestic Two Rate | 1 | 1 | 1 | 1 | 1 | 1 | 1 | 1
Domestic Off Peak (related MPAN) | 1 | 1 | 1 | 1 | 1 | 1 | 1 | 1
Small Non Domestic Unrestricted | 1 | 1 | 1 | 1 | 1 | 1 | 1 | 1
Small Non Domestic Two Rate | 1 | 1 | 1 | 1 | 1 | 1 | 1 | 1
Small Non Domestic Off Peak (related MPAN) | 1 | 1 | 1 | 1 | 1 | 1 | 1 | 1
LV Medium Non-Domestic | 1 | 1 | 1 | 1 | 1 | 1 | 1 | 1
LV Sub Medium Non-Domestic | 1 | 1 | 1 | 1 | 1 | 1 | 1 | 0
HV Medium Non-Domestic | 1 | 1 | 1 | 1 | 1 | 1 | 0 | 0
LV HH Metered | 1 | 1 | 1 | 1 | 1 | 1 | 1 | 1
LV Sub HH Metered | 1 | 1 | 1 | 1 | 1 | 1 | 1 | 0
HV HH Metered | 1 | 1 | 1 | 1 | 1 | 1 | 0 | 0
HV Sub HH Metered | 1 | 1 | 1 | 1 | 1 | 0 | 0 | 0
NHH UMS category A | 1 | 1 | 1 | 1 | 1 | 1 | 1 | 1
NHH UMS category B | 1 | 1 | 1 | 1 | 1 | 1 | 1 | 1
NHH UMS category C | 1 | 1 | 1 | 1 | 1 | 1 | 1 | 1
NHH UMS category D | 1 | 1 | 1 | 1 | 1 | 1 | 1 | 1
LV UMS (Pseudo HH Metered) | 1 | 1 | 1 | 1 | 1 | 1 | 1 | 1
LV Generation NHH | 1 | 1 | 1 | 1 | 1 | 1 | 1 | 0
LV Sub Generation NHH | 1 | 1 | 1 | 1 | 1 | 1 | 0 | 0
LV Generation Intermittent | 1 | 1 | 1 | 1 | 1 | 1 | 1 | 0
LV Generation Non-Intermittent | 1 | 1 | 1 | 1 | 1 | 1 | 1 | 0
LV Sub Generation Intermittent | 1 | 1 | 1 | 1 | 1 | 1 | 0 | 0
LV Sub Generation Non-Intermittent | 1 | 1 | 1 | 1 | 1 | 1 | 0 | 0
HV Generation Intermittent | 1 | 1 | 1 | 1 | 1 | 0 | 0 | 0
HV Generation Non-Intermittent | 1 | 1 | 1 | 1 | 1 | 0 | 0 | 0
HV Sub Generation Intermittent | 1 | 1 | 1 | 1 | 0 | 0 | 0 | 0
HV Sub Generation Non-Intermittent | 1 | 1 | 1 | 1 | 0 | 0 | 0 | 0
2006. Proportion going through 132kV/EHV
Data sources:
x1 = 1018. Proportion of relevant load going through 132kV/HV direct transformation
Calculation =1-x1
132kV/EHV
132kV/EHV | 30.74%
2007. Proportion going through EHV
Data sources:
x1 = 1018. Proportion of relevant load going through 132kV/HV direct transformation
Calculation =1-x1
EHV
EHV | 30.74%
2008. Proportion going through EHV/HV
Data sources:
x1 = 1018. Proportion of relevant load going through 132kV/HV direct transformation
Calculation =1-x1
EHV/HV
EHV/HV | 30.74%
2009. Rerouteing matrix for all network levels
Data sources:
x1 = 1018. Proportion of relevant load going through 132kV/HV direct transformation
x2 = 2006. Proportion going through 132kV/EHV
x3 = 2007. Proportion going through EHV
x4 = 2008. Proportion going through EHV/HV
x5 = Rerouteing matrix: default elements
x6 = Map GSP to GSP
Combine tables = x1 or x2 or x3 or x4 or x5 or x6
| GSPs | 132kV | 132kV/EHV | EHV | EHV/HV | HV | HV/LV | LV circuits
GSPs | 1
132kV |  | 100% | 0% | 0% | 0% | 0% | 0% | 0%
132kV/EHV |  | 0% | 30.74% | 0% | 0% | 0% | 0% | 0%
EHV |  | 0% | 0% | 30.74% | 0% | 0% | 0% | 0%
EHV/HV |  | 0% | 0% | 0% | 30.74% | 0% | 0% | 0%
132kV/HV |  | 0% | 0% | 0% | 69.26% | 0% | 0% | 0%
HV |  | 0% | 0% | 0% | 0% | 100% | 0% | 0%
HV/LV |  | 0% | 0% | 0% | 0% | 0% | 100% | 0%
LV circuits |  | 0% | 0% | 0% | 0% | 0% | 0% | 100%
2010. Network use factors: interim step in calculations before adjustments
Data sources:
x1 = 2005. Network use factors
x2 = 2009. Rerouteing matrix for all network levels
Sum-product calculation =SUMPRODUCT(x1, x2)
| GSPs | 132kV | 132kV/EHV | EHV | EHV/HV | 132kV/HV | HV | HV/LV | LV circuits
Domestic Unrestricted | 1 | 1 | 0.30743 | 0.30743 | 0.30743 | 0.69257 | 1 | 1 | 1
Domestic Two Rate | 1 | 1 | 0.30743 | 0.30743 | 0.30743 | 0.69257 | 1 | 1 | 1
Domestic Off Peak (related MPAN) | 1 | 1 | 0.30743 | 0.30743 | 0.30743 | 0.69257 | 1 | 1 | 1
Small Non Domestic Unrestricted | 1 | 1 | 0.30743 | 0.30743 | 0.30743 | 0.69257 | 1 | 1 | 1
Small Non Domestic Two Rate | 1 | 1 | 0.30743 | 0.30743 | 0.30743 | 0.69257 | 1 | 1 | 1
Small Non Domestic Off Peak (related MPAN) | 1 | 1 | 0.30743 | 0.30743 | 0.30743 | 0.69257 | 1 | 1 | 1
LV Medium Non-Domestic | 1 | 1 | 0.30743 | 0.30743 | 0.30743 | 0.69257 | 1 | 1 | 1
LV Sub Medium Non-Domestic | 1 | 1 | 0.30743 | 0.30743 | 0.30743 | 0.69257 | 1 | 1 | 0
HV Medium Non-Domestic | 1 | 1 | 0.30743 | 0.30743 | 0.30743 | 0.69257 | 1 | 0 | 0
LV HH Metered | 1 | 1 | 0.30743 | 0.30743 | 0.30743 | 0.69257 | 1 | 1 | 1
LV Sub HH Metered | 1 | 1 | 0.30743 | 0.30743 | 0.30743 | 0.69257 | 1 | 1 | 0
HV HH Metered | 1 | 1 | 0.30743 | 0.30743 | 0.30743 | 0.69257 | 1 | 0 | 0
HV Sub HH Metered | 1 | 1 | 0.30743 | 0.30743 | 0.30743 | 0.69257 | 0 | 0 | 0
NHH UMS category A | 1 | 1 | 0.30743 | 0.30743 | 0.30743 | 0.69257 | 1 | 1 | 1
NHH UMS category B | 1 | 1 | 0.30743 | 0.30743 | 0.30743 | 0.69257 | 1 | 1 | 1
NHH UMS category C | 1 | 1 | 0.30743 | 0.30743 | 0.30743 | 0.69257 | 1 | 1 | 1
NHH UMS category D | 1 | 1 | 0.30743 | 0.30743 | 0.30743 | 0.69257 | 1 | 1 | 1
LV UMS (Pseudo HH Metered) | 1 | 1 | 0.30743 | 0.30743 | 0.30743 | 0.69257 | 1 | 1 | 1
LV Generation NHH | 1 | 1 | 0.30743 | 0.30743 | 0.30743 | 0.69257 | 1 | 1 | 0
LV Sub Generation NHH | 1 | 1 | 0.30743 | 0.30743 | 0.30743 | 0.69257 | 1 | 0 | 0
LV Generation Intermittent | 1 | 1 | 0.30743 | 0.30743 | 0.30743 | 0.69257 | 1 | 1 | 0
LV Generation Non-Intermittent | 1 | 1 | 0.30743 | 0.30743 | 0.30743 | 0.69257 | 1 | 1 | 0
LV Sub Generation Intermittent | 1 | 1 | 0.30743 | 0.30743 | 0.30743 | 0.69257 | 1 | 0 | 0
LV Sub Generation Non-Intermittent | 1 | 1 | 0.30743 | 0.30743 | 0.30743 | 0.69257 | 1 | 0 | 0
HV Generation Intermittent | 1 | 1 | 0.30743 | 0.30743 | 0.30743 | 0.69257 | 0 | 0 | 0
HV Generation Non-Intermittent | 1 | 1 | 0.30743 | 0.30743 | 0.30743 | 0.69257 | 0 | 0 | 0
HV Sub Generation Intermittent | 1 | 1 | 0.30743 | 0.30743 | 0 | 0 | 0 | 0 | 0
HV Sub Generation Non-Intermittent | 1 | 1 | 0.30743 | 0.30743 | 0 | 0 | 0 | 0 | 0
2011. Network use factors for all tariffs
Data sources:
x1 = Network use factors including 132kV/HV for generation dominated tariffs
x2 = Network use factors including 132kV/HV for HV Sub tariffs
x3 = 2010. Network use factors: interim step in calculations before adjustments
Combine tables = x1 or x2 or x3
| GSPs | 132kV | 132kV/EHV | EHV | EHV/HV | 132kV/HV | HV | HV/LV | LV circuits
Domestic Unrestricted | 1 | 1 | 0.30743 | 0.30743 | 0.30743 | 0.69257 | 1 | 1 | 1
Domestic Two Rate | 1 | 1 | 0.30743 | 0.30743 | 0.30743 | 0.69257 | 1 | 1 | 1
Domestic Off Peak (related MPAN) | 1 | 1 | 0.30743 | 0.30743 | 0.30743 | 0.69257 | 1 | 1 | 1
Small Non Domestic Unrestricted | 1 | 1 | 0.30743 | 0.30743 | 0.30743 | 0.69257 | 1 | 1 | 1
Small Non Domestic Two Rate | 1 | 1 | 0.30743 | 0.30743 | 0.30743 | 0.69257 | 1 | 1 | 1
Small Non Domestic Off Peak (related MPAN) | 1 | 1 | 0.30743 | 0.30743 | 0.30743 | 0.69257 | 1 | 1 | 1
LV Medium Non-Domestic | 1 | 1 | 0.30743 | 0.30743 | 0.30743 | 0.69257 | 1 | 1 | 1
LV Sub Medium Non-Domestic | 1 | 1 | 0.30743 | 0.30743 | 0.30743 | 0.69257 | 1 | 1 | 0
HV Medium Non-Domestic | 1 | 1 | 0.30743 | 0.30743 | 0.30743 | 0.69257 | 1 | 0 | 0
LV HH Metered | 1 | 1 | 0.30743 | 0.30743 | 0.30743 | 0.69257 | 1 | 1 | 1
LV Sub HH Metered | 1 | 1 | 0.30743 | 0.30743 | 0.30743 | 0.69257 | 1 | 1 | 0
HV HH Metered | 1 | 1 | 0.30743 | 0.30743 | 0.30743 | 0.69257 | 1 | 0 | 0
HV Sub HH Metered | 1 | 1 | 1 | 1 | 1 | 0 | 0 | 0 | 0
NHH UMS category A | 1 | 1 | 0.30743 | 0.30743 | 0.30743 | 0.69257 | 1 | 1 | 1
NHH UMS category B | 1 | 1 | 0.30743 | 0.30743 | 0.30743 | 0.69257 | 1 | 1 | 1
NHH UMS category C | 1 | 1 | 0.30743 | 0.30743 | 0.30743 | 0.69257 | 1 | 1 | 1
NHH UMS category D | 1 | 1 | 0.30743 | 0.30743 | 0.30743 | 0.69257 | 1 | 1 | 1
LV UMS (Pseudo HH Metered) | 1 | 1 | 0.30743 | 0.30743 | 0.30743 | 0.69257 | 1 | 1 | 1
LV Generation NHH | 1 | 1 | 0.30743 | 0.30743 | 0.30743 | 0.69257 | 1 | 1 | 0
LV Sub Generation NHH | 1 | 1 | 0.30743 | 0.30743 | 0.30743 | 0.69257 | 1 | 0 | 0
LV Generation Intermittent | 1 | 1 | 0.30743 | 0.30743 | 0.30743 | 0.69257 | 1 | 1 | 0
LV Generation Non-Intermittent | 1 | 1 | 0.30743 | 0.30743 | 0.30743 | 0.69257 | 1 | 1 | 0
LV Sub Generation Intermittent | 1 | 1 | 0.30743 | 0.30743 | 0.30743 | 0.69257 | 1 | 0 | 0
LV Sub Generation Non-Intermittent | 1 | 1 | 0.30743 | 0.30743 | 0.30743 | 0.69257 | 1 | 0 | 0
HV Generation Intermittent | 1 | 1 | 0.30743 | 0.30743 | 0.30743 | 0.69257 | 0 | 0 | 0
HV Generation Non-Intermittent | 1 | 1 | 0.30743 | 0.30743 | 0.30743 | 0.69257 | 0 | 0 | 0
HV Sub Generation Intermittent | 1 | 1 | 1 | 1 | 0 | 0 | 0 | 0 | 0
HV Sub Generation Non-Intermittent | 1 | 1 | 1 | 1 | 0 | 0 | 0 | 0 | 0
2012. Loss adjustment factors between end user meter reading and each network level, scaled by network use
Data sources:
x1 = 2004. Loss adjustment factor to transmission for each network level
x2 = 2011. Network use factors for all tariffs
x3 = 2001. Loss adjustment factor to transmission (in Loss adjustment factors to transmission)
Calculation =IF(x1="",x2,x2*x3/x1)
| GSPs | 132kV | 132kV/EHV | EHV | EHV/HV | 132kV/HV | HV | HV/LV | LV circuits
Domestic Unrestricted | 1.077 | 1.0749 | 0.33012 | 0.32913 | 0.3224 | 0.72628 | 1.0316 | 1.0247 | 1
Domestic Two Rate | 1.077 | 1.0749 | 0.33012 | 0.32913 | 0.3224 | 0.72628 | 1.0316 | 1.0247 | 1
Domestic Off Peak (related MPAN) | 1.077 | 1.0749 | 0.33012 | 0.32913 | 0.3224 | 0.72628 | 1.0316 | 1.0247 | 1
Small Non Domestic Unrestricted | 1.077 | 1.0749 | 0.33012 | 0.32913 | 0.3224 | 0.72628 | 1.0316 | 1.0247 | 1
Small Non Domestic Two Rate | 1.077 | 1.0749 | 0.33012 | 0.32913 | 0.3224 | 0.72628 | 1.0316 | 1.0247 | 1
Small Non Domestic Off Peak (related MPAN) | 1.077 | 1.0749 | 0.33012 | 0.32913 | 0.3224 | 0.72628 | 1.0316 | 1.0247 | 1
LV Medium Non-Domestic | 1.077 | 1.0749 | 0.33012 | 0.32913 | 0.3224 | 0.72628 | 1.0316 | 1.0247 | 1
LV Sub Medium Non-Domestic | 1.051 | 1.0489 | 0.32215 | 0.32119 | 0.31462 | 0.70875 | 1.0067 | 1 | 0
HV Medium Non-Domestic | 1.044 | 1.0419 | 0.32 | 0.31905 | 0.31252 | 0.70403 | 1 | 0 | 0
LV HH Metered | 1.077 | 1.0749 | 0.33012 | 0.32913 | 0.3224 | 0.72628 | 1.0316 | 1.0247 | 1
LV Sub HH Metered | 1.051 | 1.0489 | 0.32215 | 0.32119 | 0.31462 | 0.70875 | 1.0067 | 1 | 0
HV HH Metered | 1.044 | 1.0419 | 0.32 | 0.31905 | 0.31252 | 0.70403 | 1 | 0 | 0
HV Sub HH Metered | 1.027 | 1.025 | 1.0239 | 1.0209 | 1 | 0 | 0 | 0 | 0
NHH UMS category A | 1.077 | 1.0749 | 0.33012 | 0.32913 | 0.3224 | 0.72628 | 1.0316 | 1.0247 | 1
NHH UMS category B | 1.077 | 1.0749 | 0.33012 | 0.32913 | 0.3224 | 0.72628 | 1.0316 | 1.0247 | 1
NHH UMS category C | 1.077 | 1.0749 | 0.33012 | 0.32913 | 0.3224 | 0.72628 | 1.0316 | 1.0247 | 1
NHH UMS category D | 1.077 | 1.0749 | 0.33012 | 0.32913 | 0.3224 | 0.72628 | 1.0316 | 1.0247 | 1
LV UMS (Pseudo HH Metered) | 1.077 | 1.0749 | 0.33012 | 0.32913 | 0.3224 | 0.72628 | 1.0316 | 1.0247 | 1
LV Generation NHH | 1.077 | 1.0749 | 0.33012 | 0.32913 | 0.3224 | 0.72628 | 1.0316 | 1.0247 | 0
LV Sub Generation NHH | 1.051 | 1.0489 | 0.32215 | 0.32119 | 0.31462 | 0.70875 | 1.0067 | 0 | 0
LV Generation Intermittent | 1.077 | 1.0749 | 0.33012 | 0.32913 | 0.3224 | 0.72628 | 1.0316 | 1.0247 | 0
LV Generation Non-Intermittent | 1.077 | 1.0749 | 0.33012 | 0.32913 | 0.3224 | 0.72628 | 1.0316 | 1.0247 | 0
LV Sub Generation Intermittent | 1.051 | 1.0489 | 0.32215 | 0.32119 | 0.31462 | 0.70875 | 1.0067 | 0 | 0
LV Sub Generation Non-Intermittent | 1.051 | 1.0489 | 0.32215 | 0.32119 | 0.31462 | 0.70875 | 1.0067 | 0 | 0
HV Generation Intermittent | 1.044 | 1.0419 | 0.32 | 0.31905 | 0.31252 | 0.70403 | 0 | 0 | 0
HV Generation Non-Intermittent | 1.044 | 1.0419 | 0.32 | 0.31905 | 0.31252 | 0.70403 | 0 | 0 | 0
HV Sub Generation Intermittent | 1.027 | 1.025 | 1.0239 | 1.0209 | 0 | 0 | 0 | 0 | 0
HV Sub Generation Non-Intermittent | 1.027 | 1.025 | 1.0239 | 1.0209 | 0 | 0 | 0 | 0 | 0

## DRM
Network model for WPD West Midlands in 2013/14 (April Tariffs 2013/14)
This sheet collects data from a network model and calculates aggregated annuitised unit costs from these data.
2101. Annuity rate
Data sources:
x1 = 1010. Rate of return (in Financial and general assumptions)
x2 = 1010. Annualisation period (years) (in Financial and general assumptions)
x3 = 1010. Days in the charging year (in Financial and general assumptions)
Calculation =PMT(x1,x2,-1)*IF(OR(x3>366,x3<365),x3/365.25,1)
Annuity rate
Annuity rate | 6.314%
2102. Loss adjustment factor to transmission for each core level
Data sources:
x1 = 1032. Loss adjustment factors to transmission
x2 = 1 for GSP level
Combine tables = x1 or x2
| GSPs | 132kV | 132kV/EHV | EHV | EHV/HV | HV | HV/LV | LV circuits
Loss adjustment factor to transmission for each core level | 1 | 1.002 | 1.003 | 1.006 | 1.027 | 1.044 | 1.051 | 1.077
2103. Loss adjustment factors
Data sources:
x1 = 2102. Loss adjustment factor to transmission for each core level
x2 = Loss adjustment factor to transmission for network level exit (in Loss adjustment factors)
Kind: | Copy cells | Special copy
Formula: | =x1 | = x2
| Loss adjustment factor to transmission for network level exit | Loss adjustment factor to transmission for network level entry
GSPs | 1
132kV | 1.002 | 1
132kV/EHV | 1.003 | 1.002
EHV | 1.006 | 1.003
EHV/HV | 1.027 | 1.006
HV | 1.044 | 1.027
HV/LV | 1.051 | 1.044
LV circuits | 1.077 | 1.051
2104. Diversity calculations
Data sources:
x1 = 1017. Diversity allowance between top and bottom of network level
x2 = Coincidence to system peak at level exit (in Diversity calculations)
Kind: | Special calculation | Special calculation | Special calculation
Formula: | =previous/(1+x1) | =previous/(1+x1) | =1/x2-1
| Coincidence to GSP peak at level exit | Coincidence to system peak at level exit | Diversity allowance between level exit and GSP Group
GSPs |  | 94.65% | 5.649%
132kV | 97.51% | 92.29% | 8.35%
132kV/EHV | 97.51% | 92.29% | 8.35%
EHV | 94.98% | 89.9% | 11.24%
EHV/HV | 94.98% | 89.9% | 11.24%
HV | 70.88% | 67.09% | 49.06%
HV/LV | 70.88% | 67.09% | 49.06%
LV circuits | 70.88% | 67.09%
2105. Network model total maximum demand at substation (MW)
Data sources:
x1 = 1019. Network model GSP peak demand (MW)
x2 = 2104. Coincidence to GSP peak at level exit (in Diversity calculations)
Calculation =x1/x2
Network model total maximum demand at substation (MW)
132kV | 512.7843
132kV/EHV | 512.7843
EHV | 526.4406
EHV/HV | 526.4406
HV | 705.4304
HV/LV | 705.4304
LV circuits | 705.4304
2106. Network model contribution to system maximum load measured at network level exit (MW)
Data sources:
x1 = 2105. Network model total maximum demand at substation (MW)
x2 = 2104. Coincidence to system peak at level exit (in Diversity calculations)
x3 = 2103. Loss adjustment factor to transmission for network level exit (in Loss adjustment factors)
Calculation =x1*x2/x3
Network model contribution to system maximum load measured at network level exit (MW)
132kV | 472.3204
132kV/EHV | 471.8495
EHV | 470.4424
EHV/HV | 460.8228
HV | 453.319
HV/LV | 450.2998
LV circuits | 439.429
2107. Rerouteing matrix for DRM network levels
Data sources:
x1 = 1018. Proportion of relevant load going through 132kV/HV direct transformation
x2 = 2006. Proportion going through 132kV/EHV
x3 = 2007. Proportion going through EHV
x4 = 2008. Proportion going through EHV/HV
x5 = Rerouteing matrix: default elements
Combine tables = x1 or x2 or x3 or x4 or x5
| 132kV | 132kV/EHV | EHV | EHV/HV | 132kV/HV | HV | HV/LV | LV circuits
132kV | 100% | 0% | 0% | 0% | 0% | 0% | 0% | 0%
132kV/EHV | 0% | 30.74% | 0% | 0% | 0% | 0% | 0% | 0%
EHV | 0% | 0% | 30.74% | 0% | 0% | 0% | 0% | 0%
EHV/HV | 0% | 0% | 0% | 30.74% | 69.26% | 0% | 0% | 0%
HV | 0% | 0% | 0% | 0% | 0% | 100% | 0% | 0%
HV/LV | 0% | 0% | 0% | 0% | 0% | 0% | 100% | 0%
LV circuits | 0% | 0% | 0% | 0% | 0% | 0% | 0% | 100%
2108. GSP simultaneous maximum load assumed through each network level (MW)
Data sources:
x1 = 2106. Network model contribution to system maximum load measured at network level exit (MW)
x2 = 2107. Rerouteing matrix for DRM network levels
Sum-product calculation =SUMPRODUCT(x1, x2)
GSP simultaneous maximum load assumed through each network level (MW)
132kV | 472.3204
132kV/EHV | 145.0628
EHV | 144.6302
EHV/HV | 141.6728
132kV/HV | 319.1501
HV | 453.319
HV/LV | 450.2998
LV circuits | 439.429
2109. Network model annuity by simultaneous maximum load for each network level (£/kW/year)
Data sources:
x1 = 2108. GSP simultaneous maximum load assumed through each network level (MW)
x2 = 1020. Gross asset cost by network level (£)
x3 = 2101. Annuity rate
Calculation =IF(x1,0.001*x2*x3/x1,0)
Model £/kW SML
Assets 132kV | 9.2628
Assets 132kV/EHV | 4.7034
Assets EHV | 5.4335
Assets EHV/HV | 9.4776
Assets 132kV/HV | 3.8894
Assets HV | 15.1179
Assets HV/LV | 9.5436
Assets LV circuits | 13.6034

## SM
Service models for WPD West Midlands in 2013/14 (April Tariffs 2013/14)
This sheet collects and processes data from the service models.
2201. Asset £/customer from LV service models
Data sources:
x1 = 1025. Matrix of applicability of LV service models to tariffs with fixed charges
x2 = 1022. LV service model asset cost (£)
Sum-product calculation =SUMPRODUCT(x1, x2)
Assets LV customer
Domestic Unrestricted | 234.4888
Domestic Two Rate | 234.4888
Small Non Domestic Unrestricted | 578.9438
Small Non Domestic Two Rate | 578.9438
LV Medium Non-Domestic | 683.8749
LV Sub Medium Non-Domestic | 509.4741
LV HH Metered | 1169.0366
LV Sub HH Metered | 858.6035
LV Generation NHH | 0
LV Sub Generation NHH | 0
LV Generation Intermittent | 0
LV Generation Non-Intermittent | 0
LV Sub Generation Intermittent | 0
LV Sub Generation Non-Intermittent | 0
2202. Asset £/(MWh/year) from LV service models
Data sources:
x1 = 1026. Matrix of applicability of LV service models to unmetered tariffs
x2 = 1022. LV service model asset cost (£)
Sum-product calculation =SUMPRODUCT(x1, x2)
Assets LV customer
Asset £/(MWh/year) from LV service models | 219.7534
2203. Service model asset p/kWh charge for unmetered tariffs
Data sources:
x1 = 1010. Annuity proportion for customer-contributed assets (in Financial and general assumptions)
x2 = 2202. Asset £/(MWh/year) from LV service models
x3 = 2101. Annuity rate
Calculation =0.1*x1*x2*x3
Assets LV customer
Service model asset p/kWh charge for unmetered tariffs | 0
2204. Asset £/customer from HV service models
Data sources:
x1 = 1028. Matrix of applicability of HV service models to tariffs with fixed charges
x2 = 1023. HV service model asset cost (£)
Sum-product calculation =SUMPRODUCT(x1, x2)
Assets HV customer
HV Medium Non-Domestic | 8748.3778
HV HH Metered | 8748.3778
HV Sub HH Metered | 8748.3778
HV Generation Intermittent | 4299.3136
HV Generation Non-Intermittent | 4299.3136
HV Sub Generation Intermittent | 4299.3136
HV Sub Generation Non-Intermittent | 4299.3136
2205. Service model assets by tariff (£)
Data sources:
x1 = 2201. Asset £/customer from LV service models
x2 = 2204. Asset £/customer from HV service models
Combine tables = x1 or x2
| Assets LV customer | Assets HV customer
Domestic Unrestricted | 234.4888
Domestic Two Rate | 234.4888
Domestic Off Peak (related MPAN)
Small Non Domestic Unrestricted | 578.9438
Small Non Domestic Two Rate | 578.9438
Small Non Domestic Off Peak (related MPAN)
LV Medium Non-Domestic | 683.8749
LV Sub Medium Non-Domestic | 509.4741
HV Medium Non-Domestic |  | 8748.3778
LV HH Metered | 1169.0366
LV Sub HH Metered | 858.6035
HV HH Metered |  | 8748.3778
HV Sub HH Metered |  | 8748.3778
NHH UMS category A
NHH UMS category B
NHH UMS category C
NHH UMS category D
LV UMS (Pseudo HH Metered)
LV Generation NHH | 0
LV Sub Generation NHH | 0
LV Generation Intermittent | 0
LV Generation Non-Intermittent | 0
LV Sub Generation Intermittent | 0
LV Sub Generation Non-Intermittent | 0
HV Generation Intermittent |  | 4299.3136
HV Generation Non-Intermittent |  | 4299.3136
HV Sub Generation Intermittent |  | 4299.3136
HV Sub Generation Non-Intermittent |  | 4299.3136
2206. Replacement annuities for service models
Data sources:
x1 = 1010. Days in the charging year (in Financial and general assumptions)
x2 = 2205. Service model assets by tariff (£)
x3 = 2101. Annuity rate
x4 = 1010. Annuity proportion for customer-contributed assets (in Financial and general assumptions)
x5 = Service model p/MPAN/day charge (in Replacement annuities for service models)
Kind: | Calculation |  | Cell summation
Formula: | =100/x1*x2*x3*x4 |  | =SUM(x5)
Service model p/MPAN/day charge
| Assets LV customer | Assets HV customer | Service model p/MPAN/day
Domestic Unrestricted | 0 | 0 | 0
Domestic Two Rate | 0 | 0 | 0
Domestic Off Peak (related MPAN) | 0 | 0 | 0
Small Non Domestic Unrestricted | 0 | 0 | 0
Small Non Domestic Two Rate | 0 | 0 | 0
Small Non Domestic Off Peak (related MPAN) | 0 | 0 | 0
LV Medium Non-Domestic | 0 | 0 | 0
LV Sub Medium Non-Domestic | 0 | 0 | 0
HV Medium Non-Domestic | 0 | 0 | 0
LV HH Metered | 0 | 0 | 0
LV Sub HH Metered | 0 | 0 | 0
HV HH Metered | 0 | 0 | 0
HV Sub HH Metered | 0 | 0 | 0
NHH UMS category A | 0 | 0 | 0
NHH UMS category B | 0 | 0 | 0
NHH UMS category C | 0 | 0 | 0
NHH UMS category D | 0 | 0 | 0
LV UMS (Pseudo HH Metered) | 0 | 0 | 0
LV Generation NHH | 0 | 0 | 0
LV Sub Generation NHH | 0 | 0 | 0
LV Generation Intermittent | 0 | 0 | 0
LV Generation Non-Intermittent | 0 | 0 | 0
LV Sub Generation Intermittent | 0 | 0 | 0
LV Sub Generation Non-Intermittent | 0 | 0 | 0
HV Generation Intermittent | 0 | 0 | 0
HV Generation Non-Intermittent | 0 | 0 | 0
HV Sub Generation Intermittent | 0 | 0 | 0
HV Sub Generation Non-Intermittent | 0 | 0 | 0

## Loads
Load characteristics for WPD West Midlands in 2013/14 (April Tariffs 2013/14)
This sheet compiles information about the assumed characteristics of network users.
A load factor represents the average load of a user or user group, relative to the maximum load level of that user or
user group. Load factors are numbers between 0 and 1.
A coincidence factor represents the expectation value of the load of a user or user group at the time of system maximum load,
relative to the maximum load level of that user or user group. Coincidence factors are numbers between 0 and 1.
A load coefficient is the expectation value of the load of a user or user group at the time of system maximum load, relative to the average load level of that user or user group.
For demand users, the load coefficient is a demand coefficient and can be calculated as the ratio of the coincidence factor to the load factor.
2301. Demand coefficient (load at time of system maximum load divided by average load)
Data sources:
x1 = 1041. Coincidence factor to system maximum load for each type of demand user (in Load profile data for demand users)
x2 = 1041. Load factor for each type of demand user (in Load profile data for demand users)
Calculation =x1/x2
Demand coefficient
Domestic Unrestricted | 2.2294
Domestic Two Rate | 1.5681
Domestic Off Peak (related MPAN) | 0
Small Non Domestic Unrestricted | 1.7593
Small Non Domestic Two Rate | 1.4367
Small Non Domestic Off Peak (related MPAN) | 0
LV Medium Non-Domestic | 1.6354
LV Sub Medium Non-Domestic | 1.6354
HV Medium Non-Domestic | 1.4474
LV HH Metered | 1.4674
LV Sub HH Metered | 1.4674
HV HH Metered | 1.2001
HV Sub HH Metered | 1.2001
NHH UMS category A | 1
NHH UMS category B | 2.1111
NHH UMS category C | 3.876
NHH UMS category D | 0.11597
LV UMS (Pseudo HH Metered) | 2.0377
2302. Load coefficient
Data sources:
x1 = 2301. Demand coefficient (load at time of system maximum load divided by average load)
x2 = Negative of generation coefficient; set to -1
Combine tables = x1 or x2
Load coefficient
Domestic Unrestricted | 2.2294
Domestic Two Rate | 1.5681
Domestic Off Peak (related MPAN) | 0
Small Non Domestic Unrestricted | 1.7593
Small Non Domestic Two Rate | 1.4367
Small Non Domestic Off Peak (related MPAN) | 0
LV Medium Non-Domestic | 1.6354
LV Sub Medium Non-Domestic | 1.6354
HV Medium Non-Domestic | 1.4474
LV HH Metered | 1.4674
LV Sub HH Metered | 1.4674
HV HH Metered | 1.2001
HV Sub HH Metered | 1.2001
NHH UMS category A | 1
NHH UMS category B | 2.1111
NHH UMS category C | 3.876
NHH UMS category D | 0.11597
LV UMS (Pseudo HH Metered) | 2.0377
LV Generation NHH | -1
LV Sub Generation NHH | -1
LV Generation Intermittent | -1
LV Generation Non-Intermittent | -1
LV Sub Generation Intermittent | -1
LV Sub Generation Non-Intermittent | -1
HV Generation Intermittent | -1
HV Generation Non-Intermittent | -1
HV Sub Generation Intermittent | -1
HV Sub Generation Non-Intermittent | -1
2303. Discount map
| No discount | LDNO LV: LV user | LDNO HV: LV user | LDNO HV: LV sub user | LDNO HV: HV user
> Domestic Unrestricted
Domestic Unrestricted | 1 | 0 | 0 | 0 | 0
LDNO LV: Domestic Unrestricted | 0 | 1 | 0 | 0 | 0
LDNO HV: Domestic Unrestricted | 0 | 0 | 1 | 0 | 0
> Domestic Two Rate
Domestic Two Rate | 1 | 0 | 0 | 0 | 0
LDNO LV: Domestic Two Rate | 0 | 1 | 0 | 0 | 0
LDNO HV: Domestic Two Rate | 0 | 0 | 1 | 0 | 0
> Domestic Off Peak (related MPAN)
Domestic Off Peak (related MPAN) | 1 | 0 | 0 | 0 | 0
LDNO LV: Domestic Off Peak (related MPAN) | 0 | 1 | 0 | 0 | 0
LDNO HV: Domestic Off Peak (related MPAN) | 0 | 0 | 1 | 0 | 0
> Small Non Domestic Unrestricted
Small Non Domestic Unrestricted | 1 | 0 | 0 | 0 | 0
LDNO LV: Small Non Domestic Unrestricted | 0 | 1 | 0 | 0 | 0
LDNO HV: Small Non Domestic Unrestricted | 0 | 0 | 1 | 0 | 0
> Small Non Domestic Two Rate
Small Non Domestic Two Rate | 1 | 0 | 0 | 0 | 0
LDNO LV: Small Non Domestic Two Rate | 0 | 1 | 0 | 0 | 0
LDNO HV: Small Non Domestic Two Rate | 0 | 0 | 1 | 0 | 0
> Small Non Domestic Off Peak (related MPAN)
Small Non Domestic Off Peak (related MPAN) | 1 | 0 | 0 | 0 | 0
LDNO LV: Small Non Domestic Off Peak (related MPAN) | 0 | 1 | 0 | 0 | 0
LDNO HV: Small Non Domestic Off Peak (related MPAN) | 0 | 0 | 1 | 0 | 0
> LV Medium Non-Domestic
LV Medium Non-Domestic | 1 | 0 | 0 | 0 | 0
LDNO LV: LV Medium Non-Domestic | 0 | 1 | 0 | 0 | 0
LDNO HV: LV Medium Non-Domestic | 0 | 0 | 1 | 0 | 0
> LV Sub Medium Non-Domestic
LV Sub Medium Non-Domestic | 1 | 0 | 0 | 0 | 0
> HV Medium Non-Domestic
HV Medium Non-Domestic | 1 | 0 | 0 | 0 | 0
> LV HH Metered
LV HH Metered | 1 | 0 | 0 | 0 | 0
LDNO LV: LV HH Metered | 0 | 1 | 0 | 0 | 0
LDNO HV: LV HH Metered | 0 | 0 | 1 | 0 | 0
> LV Sub HH Metered
LV Sub HH Metered | 1 | 0 | 0 | 0 | 0
LDNO HV: LV Sub HH Metered | 0 | 0 | 0 | 1 | 0
> HV HH Metered
HV HH Metered | 1 | 0 | 0 | 0 | 0
LDNO HV: HV HH Metered | 0 | 0 | 0 | 0 | 1
> HV Sub HH Metered
HV Sub HH Metered | 1 | 0 | 0 | 0 | 0
> NHH UMS category A
NHH UMS category A | 1 | 0 | 0 | 0 | 0
LDNO LV: NHH UMS category A | 0 | 1 | 0 | 0 | 0
LDNO HV: NHH UMS category A | 0 | 0 | 1 | 0 | 0
> NHH UMS category B
NHH UMS category B | 1 | 0 | 0 | 0 | 0
LDNO LV: NHH UMS category B | 0 | 1 | 0 | 0 | 0
LDNO HV: NHH UMS category B | 0 | 0 | 1 | 0 | 0
> NHH UMS category C
NHH UMS category C | 1 | 0 | 0 | 0 | 0
LDNO LV: NHH UMS category C | 0 | 1 | 0 | 0 | 0
LDNO HV: NHH UMS category C | 0 | 0 | 1 | 0 | 0
> NHH UMS category D
NHH UMS category D | 1 | 0 | 0 | 0 | 0
LDNO LV: NHH UMS category D | 0 | 1 | 0 | 0 | 0
LDNO HV: NHH UMS category D | 0 | 0 | 1 | 0 | 0
> LV UMS (Pseudo HH Metered)
LV UMS (Pseudo HH Metered) | 1 | 0 | 0 | 0 | 0
LDNO LV: LV UMS (Pseudo HH Metered) | 0 | 1 | 0 | 0 | 0
LDNO HV: LV UMS (Pseudo HH Metered) | 0 | 0 | 1 | 0 | 0
> LV Generation NHH
LV Generation NHH | 1 | 0 | 0 | 0 | 0
LDNO LV: LV Generation NHH | 1 | 0 | 0 | 0 | 0
LDNO HV: LV Generation NHH | 1 | 0 | 0 | 0 | 0
> LV Sub Generation NHH
LV Sub Generation NHH | 1 | 0 | 0 | 0 | 0
LDNO HV: LV Sub Generation NHH | 1 | 0 | 0 | 0 | 0
> LV Generation Intermittent
LV Generation Intermittent | 1 | 0 | 0 | 0 | 0
LDNO LV: LV Generation Intermittent | 1 | 0 | 0 | 0 | 0
LDNO HV: LV Generation Intermittent | 1 | 0 | 0 | 0 | 0
> LV Generation Non-Intermittent
LV Generation Non-Intermittent | 1 | 0 | 0 | 0 | 0
LDNO LV: LV Generation Non-Intermittent | 1 | 0 | 0 | 0 | 0
LDNO HV: LV Generation Non-Intermittent | 1 | 0 | 0 | 0 | 0
> LV Sub Generation Intermittent
LV Sub Generation Intermittent | 1 | 0 | 0 | 0 | 0
LDNO HV: LV Sub Generation Intermittent | 1 | 0 | 0 | 0 | 0
> LV Sub Generation Non-Intermittent
LV Sub Generation Non-Intermittent | 1 | 0 | 0 | 0 | 0
LDNO HV: LV Sub Generation Non-Intermittent | 1 | 0 | 0 | 0 | 0
> HV Generation Intermittent
HV Generation Intermittent | 1 | 0 | 0 | 0 | 0
LDNO HV: HV Generation Intermittent | 1 | 0 | 0 | 0 | 0
> HV Generation Non-Intermittent
HV Generation Non-Intermittent | 1 | 0 | 0 | 0 | 0
LDNO HV: HV Generation Non-Intermittent | 1 | 0 | 0 | 0 | 0
> HV Sub Generation Intermittent
HV Sub Generation Intermittent | 1 | 0 | 0 | 0 | 0
> HV Sub Generation Non-Intermittent
HV Sub Generation Non-Intermittent | 1 | 0 | 0 | 0 | 0
2304. LDNO discounts and volumes adjusted for discount
Data sources:
x1 = 2303. Discount map
x2 = 1037. Embedded network (LDNO) discounts
x3 = 100 per cent discount for generators on LDNO networks
x4 = Discount for each tariff (except for fixed charges) (in LDNO discounts and volumes adjusted for discount)
x5 = 1053. Rate 1 units (MWh) by tariff (in Volume forecasts for the charging year)
x6 = 1053. Rate 2 units (MWh) by tariff (in Volume forecasts for the charging year)
x7 = 1053. Rate 3 units (MWh) by tariff (in Volume forecasts for the charging year)
x8 = 1053. MPANs by tariff (in Volume forecasts for the charging year)
x9 = Discount for each tariff for fixed charges only (in LDNO discounts and volumes adjusted for discount)
x10 = 1053. Import capacity (kVA) by tariff (in Volume forecasts for the charging year)
x11 = 1053. Reactive power units (MVArh) by tariff (in Volume forecasts for the charging year)
Kind: | Sum-product calculation | Combine tables | Calculation | Calculation | Calculation | Calculation | Calculation | Calculation
Formula: | =SUMPRODUCT(x1, x2) | = x3 or x4 | =x5*(1-x4) | =x6*(1-x4) | =x7*(1-x4) | =x8*(1-x9) | =x10*(1-x4) | =x11*(1-x4)
| Discount for each tariff (except for fixed charges) | Discount for each tariff for fixed charges only | Rate 1 units (MWh) | Rate 2 units (MWh) | Rate 3 units (MWh) | MPANs | Import capacity (kVA) | Reactive power units (MVArh)
> Domestic Unrestricted
Domestic Unrestricted | 0% | 0% | 7188253.0837 | 0 | 0 | 1922702 | 0 | 0
LDNO LV: Domestic Unrestricted | 30.88% | 30.88% | 4758.7675 | 0 | 0 | 2940.9205 | 0 | 0
LDNO HV: Domestic Unrestricted | 50.08% | 50.08% | 10719.6319 | 0 | 0 | 4954.7669 | 0 | 0
> Domestic Two Rate
Domestic Two Rate | 0% | 0% | 1030801.3401 | 770885.2424 | 0 | 314618 | 0 | 0
LDNO LV: Domestic Two Rate | 30.88% | 30.88% | 185.2849 | 108.4595 | 0 | 115.4251 | 0 | 0
LDNO HV: Domestic Two Rate | 50.08% | 50.08% | 193.1341 | 178.9442 | 0 | 132.2935 | 0 | 0
> Domestic Off Peak (related MPAN)
Domestic Off Peak (related MPAN) | 0% | 0% | 37781.026 | 0 | 0 | 0 | 0 | 0
LDNO LV: Domestic Off Peak (related MPAN) | 30.88% | 30.88% | 0 | 0 | 0 | 0 | 0 | 0
LDNO HV: Domestic Off Peak (related MPAN) | 50.08% | 50.08% | 0 | 0 | 0 | 0 | 0 | 0
> Small Non Domestic Unrestricted
Small Non Domestic Unrestricted | 0% | 0% | 1667665.7642 | 0 | 0 | 132921 | 0 | 0
LDNO LV: Small Non Domestic Unrestricted | 30.88% | 30.88% | 454.1258 | 0 | 0 | 71.8815 | 0 | 0
LDNO HV: Small Non Domestic Unrestricted | 50.08% | 50.08% | 3201.8153 | 0 | 0 | 192.2 | 0 | 0
> Small Non Domestic Two Rate
Small Non Domestic Two Rate | 0% | 0% | 472549.4891 | 214687.7201 | 0 | 32175 | 0 | 0
LDNO LV: Small Non Domestic Two Rate | 30.88% | 30.88% | 222.4283 | 65.4709 | 0 | 6.2205 | 0 | 0
LDNO HV: Small Non Domestic Two Rate | 50.08% | 50.08% | 704.6073 | 181.6071 | 0 | 19.4696 | 0 | 0
> Small Non Domestic Off Peak (related MPAN)
Small Non Domestic Off Peak (related MPAN) | 0% | 0% | 6401.6648 | 0 | 0 | 0 | 0 | 0
LDNO LV: Small Non Domestic Off Peak (related MPAN) | 30.88% | 30.88% | 0 | 0 | 0 | 0 | 0 | 0
LDNO HV: Small Non Domestic Off Peak (related MPAN) | 50.08% | 50.08% | 0 | 0 | 0 | 0 | 0 | 0
> LV Medium Non-Domestic
LV Medium Non-Domestic | 0% | 0% | 1307127.2321 | 315613.5147 | 0 | 17765 | 0 | 0
LDNO LV: LV Medium Non-Domestic | 30.88% | 30.88% | 211.1678 | 71.4585 | 0 | 4.8382 | 0 | 0
LDNO HV: LV Medium Non-Domestic | 50.08% | 50.08% | 3273.0566 | 766.0853 | 0 | 30.9517 | 0 | 0
> LV Sub Medium Non-Domestic
LV Sub Medium Non-Domestic | 0% | 0% | 93.6406 | 24.5924 | 0 | 3 | 0 | 0
> HV Medium Non-Domestic
HV Medium Non-Domestic | 0% | 0% | 37255.5538 | 10222.2194 | 0 | 273 | 0 | 0
> LV HH Metered
LV HH Metered | 0% | 0% | 209180.978 | 833098.6941 | 858293.1853 | 6018 | 983000 | 164557.5686
LDNO LV: LV HH Metered | 30.88% | 30.88% | 5.1929 | 37.7021 | 0.97289 | 0.69117 | 0 | 0.55985
LDNO HV: LV HH Metered | 50.08% | 50.08% | 2143.9978 | 7283.2556 | 7976.0788 | 39.4384 | 9485.196 | 536.7475
> LV Sub HH Metered
LV Sub HH Metered | 0% | 0% | 2299.1097 | 8498.849 | 10550.7646 | 32 | 17000 | 603.104
LDNO HV: LV Sub HH Metered | 25.43% | 25.43% | 139.4862 | 478.7517 | 894.4254 | 0.74572 | 0 | 503.4988
> HV HH Metered
HV HH Metered | 0% | 0% | 792514.2414 | 3163549.9177 | 4024837.01 | 3709 | 2873000 | 1033930.8586
LDNO HV: HV HH Metered | 15.23% | 15.23% | 1403.0313 | 4448.8428 | 4710.9155 | 7.6294 | 5086.2842 | 705.5086
> HV Sub HH Metered
HV Sub HH Metered | 0% | 0% | 0 | 0 | 0 | 0 | 0 | 0
> NHH UMS category A
NHH UMS category A | 0% | 0% | 64233.1532 | 0 | 0 | 0 | 0 | 0
LDNO LV: NHH UMS category A | 30.88% | 30.88% | 28.2168 | 0 | 0 | 0 | 0 | 0
LDNO HV: NHH UMS category A | 50.08% | 50.08% | 93.1832 | 0 | 0 | 0 | 0 | 0
> NHH UMS category B
NHH UMS category B | 0% | 0% | 34027.2664 | 0 | 0 | 0 | 0 | 0
LDNO LV: NHH UMS category B | 30.88% | 30.88% | 14.9478 | 0 | 0 | 0 | 0 | 0
LDNO HV: NHH UMS category B | 50.08% | 50.08% | 49.3635 | 0 | 0 | 0 | 0 | 0
> NHH UMS category C
NHH UMS category C | 0% | 0% | 775.9048 | 0 | 0 | 0 | 0 | 0
LDNO LV: NHH UMS category C | 30.88% | 30.88% | 0.34085 | 0 | 0 | 0 | 0 | 0
LDNO HV: NHH UMS category C | 50.08% | 50.08% | 1.1256 | 0 | 0 | 0 | 0 | 0
> NHH UMS category D
NHH UMS category D | 0% | 0% | 5516.6276 | 0 | 0 | 0 | 0 | 0
LDNO LV: NHH UMS category D | 30.88% | 30.88% | 2.4234 | 0 | 0 | 0 | 0 | 0
LDNO HV: NHH UMS category D | 50.08% | 50.08% | 8.003 | 0 | 0 | 0 | 0 | 0
> LV UMS (Pseudo HH Metered)
LV UMS (Pseudo HH Metered) | 0% | 0% | 11973.6322 | 27603.8991 | 208157.8331 | 0 | 0 | 0
LDNO LV: LV UMS (Pseudo HH Metered) | 30.88% | 30.88% | 0 | 0 | 0 | 0 | 0 | 0
LDNO HV: LV UMS (Pseudo HH Metered) | 50.08% | 50.08% | 0 | 0 | 0 | 0 | 0 | 0
> LV Generation NHH
LV Generation NHH | 0% | 0% | 444.639 | 0 | 0 | 96 | 0 | 0
LDNO LV: LV Generation NHH | 0% | 100% | 0 | 0 | 0 | 0 | 0 | 0
LDNO HV: LV Generation NHH | 0% | 100% | 0 | 0 | 0 | 0 | 0 | 0
> LV Sub Generation NHH
LV Sub Generation NHH | 0% | 0% | 0 | 0 | 0 | 0 | 0 | 0
LDNO HV: LV Sub Generation NHH | 0% | 100% | 0 | 0 | 0 | 0 | 0 | 0
> LV Generation Intermittent
LV Generation Intermittent | 0% | 0% | 46.675 | 0 | 0 | 20 | 0 | 16.962
LDNO LV: LV Generation Intermittent | 0% | 100% | 0 | 0 | 0 | 0 | 0 | 0
LDNO HV: LV Generation Intermittent | 0% | 100% | 0 | 0 | 0 | 0 | 0 | 0
> LV Generation Non-Intermittent
LV Generation Non-Intermittent | 0% | 0% | 231.313 | 877.749 | 1443.464 | 57 | 0 | 85.2694
LDNO LV: LV Generation Non-Intermittent | 0% | 100% | 0 | 0 | 0 | 0 | 0 | 0
LDNO HV: LV Generation Non-Intermittent | 0% | 100% | 0 | 0 | 0 | 0 | 0 | 0
> LV Sub Generation Intermittent
LV Sub Generation Intermittent | 0% | 0% | 0 | 0 | 0 | 0 | 0 | 0
LDNO HV: LV Sub Generation Intermittent | 0% | 100% | 0 | 0 | 0 | 0 | 0 | 0
> LV Sub Generation Non-Intermittent
LV Sub Generation Non-Intermittent | 0% | 0% | 0 | 0 | 0.312 | 0 | 0 | 3.4596
LDNO HV: LV Sub Generation Non-Intermittent | 0% | 100% | 0 | 0 | 0 | 0 | 0 | 0
> HV Generation Intermittent
HV Generation Intermittent | 0% | 0% | 987.742 | 0 | 0 | 4 | 0 | 376.0514
LDNO HV: HV Generation Intermittent | 0% | 100% | 0 | 0 | 0 | 0 | 0 | 0
> HV Generation Non-Intermittent
HV Generation Non-Intermittent | 0% | 0% | 39368.899 | 133192.957 | 261885.645 | 81 | 0 | 4526.9914
LDNO HV: HV Generation Non-Intermittent | 0% | 100% | 0 | 0 | 0 | 0 | 0 | 0
> HV Sub Generation Intermittent
HV Sub Generation Intermittent | 0% | 0% | 0 | 0 | 0 | 0 | 0 | 0
> HV Sub Generation Non-Intermittent
HV Sub Generation Non-Intermittent | 0% | 0% | 0 | 0 | 0 | 0 | 0 | 0
2305. Equivalent volume for each end user
Data sources:
x1 = 2304. Rate 1 units (MWh) (in LDNO discounts and volumes adjusted for discount)
x2 = 2304. Rate 2 units (MWh) (in LDNO discounts and volumes adjusted for discount)
x3 = 2304. Rate 3 units (MWh) (in LDNO discounts and volumes adjusted for discount)
x4 = 2304. MPANs (in LDNO discounts and volumes adjusted for discount)
x5 = 2304. Import capacity (kVA) (in LDNO discounts and volumes adjusted for discount)
x6 = 2304. Reactive power units (MVArh) (in LDNO discounts and volumes adjusted for discount)
Kind: | Cell summation | Cell summation | Cell summation | Cell summation | Cell summation | Cell summation
Formula: | =SUM(x1) | =SUM(x2) | =SUM(x3) | =SUM(x4) | =SUM(x5) | =SUM(x6)
| Rate 1 units (MWh) | Rate 2 units (MWh) | Rate 3 units (MWh) | MPANs | Import capacity (kVA) | Reactive power units (MVArh)
Domestic Unrestricted | 7203731.483 | 0 | 0 | 1930597.6874 | 0 | 0
Domestic Two Rate | 1031179.7591 | 771172.6461 | 0 | 314865.7186 | 0 | 0
Domestic Off Peak (related MPAN) | 37781.026 | 0 | 0 | 0 | 0 | 0
Small Non Domestic Unrestricted | 1671321.7053 | 0 | 0 | 133185.0815 | 0 | 0
Small Non Domestic Two Rate | 473476.5247 | 214934.7981 | 0 | 32200.6901 | 0 | 0
Small Non Domestic Off Peak (related MPAN) | 6401.6648 | 0 | 0 | 0 | 0 | 0
LV Medium Non-Domestic | 1310611.4564 | 316451.0585 | 0 | 17800.7899 | 0 | 0
LV Sub Medium Non-Domestic | 93.6406 | 24.5924 | 0 | 3 | 0 | 0
HV Medium Non-Domestic | 37255.5538 | 10222.2194 | 0 | 273 | 0 | 0
LV HH Metered | 211330.1687 | 840419.6518 | 866270.237 | 6058.1296 | 992485.196 | 165094.8759
LV Sub HH Metered | 2438.5958 | 8977.6008 | 11445.19 | 32.7457 | 17000 | 1106.6028
HV HH Metered | 793917.2727 | 3167998.7604 | 4029547.9256 | 3716.6294 | 2878086.2842 | 1034636.3672
HV Sub HH Metered | 0 | 0 | 0 | 0 | 0 | 0
NHH UMS category A | 64354.5532 | 0 | 0 | 0 | 0 | 0
NHH UMS category B | 34091.5776 | 0 | 0 | 0 | 0 | 0
NHH UMS category C | 777.3713 | 0 | 0 | 0 | 0 | 0
NHH UMS category D | 5527.054 | 0 | 0 | 0 | 0 | 0
LV UMS (Pseudo HH Metered) | 11973.6322 | 27603.8991 | 208157.8331 | 0 | 0 | 0
LV Generation NHH | 444.639 | 0 | 0 | 96 | 0 | 0
LV Sub Generation NHH | 0 | 0 | 0 | 0 | 0 | 0
LV Generation Intermittent | 46.675 | 0 | 0 | 20 | 0 | 16.962
LV Generation Non-Intermittent | 231.313 | 877.749 | 1443.464 | 57 | 0 | 85.2694
LV Sub Generation Intermittent | 0 | 0 | 0 | 0 | 0 | 0
LV Sub Generation Non-Intermittent | 0 | 0 | 0.312 | 0 | 0 | 3.4596
HV Generation Intermittent | 987.742 | 0 | 0 | 4 | 0 | 376.0514
HV Generation Non-Intermittent | 39368.899 | 133192.957 | 261885.645 | 81 | 0 | 4526.9914
HV Sub Generation Intermittent | 0 | 0 | 0 | 0 | 0 | 0
HV Sub Generation Non-Intermittent | 0 | 0 | 0 | 0 | 0 | 0

## Multi
Load characteristics for multiple unit rates for WPD West Midlands in 2013/14 (April Tariffs 2013/14)
2401. Adjust annual hours by distribution time band to match days in year
Data sources:
x1 = 1068. Typical annual hours by distribution time band
x2 = 1010. Days in the charging year (in Financial and general assumptions)
x3 = Total hours in the year according to time band hours input data (in Adjust annual hours by distribution time band to match days in year)
Kind: | Cell summation | Calculation
Formula: | =SUM(x1) | =x1*24*x2/x3
Annual hours by distribution time band (reconciled to days in year)
| Hours aggregate | Red | Amber | Green
Adjust annual hours by distribution time band to match days in year | 8760 | 783 | 2740.5 | 5236.5
2402. Normalisation of split of rate 1 units by time band
Data sources:
x1 = 1061. Average split of rate 1 units by distribution time band
x2 = Total split (in Normalisation of split of rate 1 units by time band)
x3 = 2401. Annual hours by distribution time band (reconciled to days in year) (in Adjust annual hours by distribution time band to match days in year)
x4 = 1010. Days in the charging year (in Financial and general assumptions)
Kind: | Cell summation | Calculation
Formula: | =SUM(x1) | =IF(x2,x1/x2,x3/x4/24)
Normalised split of rate 1 units by distribution time band
| Total split | Red | Amber | Green
Domestic Two Rate | 100% | 14.89% | 41.12% | 43.99%
Domestic Off Peak (related MPAN) | 100% | 0.2297% | 20.57% | 79.2%
Small Non Domestic Two Rate | 100% | 13.33% | 53.52% | 33.15%
Small Non Domestic Off Peak (related MPAN) | 100% | 1.839% | 17.1% | 81.06%
LV Medium Non-Domestic | 100% | 13.92% | 53.28% | 32.8%
LV Sub Medium Non-Domestic | 100% | 13.92% | 53.28% | 32.8%
HV Medium Non-Domestic | 100% | 13.27% | 56.66% | 30.06%
2403. Split of rate 1 units between distribution time bands
Data sources:
x1 = 2402. Normalised split of rate 1 units by distribution time band (in Normalisation of split of rate 1 units by time band)
x2 = Split of rate 1 units between distribution time bands (default)
Combine tables = x1 or x2
| Red | Amber | Green
Domestic Two Rate | 14.89% | 41.12% | 43.99%
Domestic Off Peak (related MPAN) | 0.2297% | 20.57% | 79.2%
Small Non Domestic Two Rate | 13.33% | 53.52% | 33.15%
Small Non Domestic Off Peak (related MPAN) | 1.839% | 17.1% | 81.06%
LV Medium Non-Domestic | 13.92% | 53.28% | 32.8%
LV Sub Medium Non-Domestic | 13.92% | 53.28% | 32.8%
HV Medium Non-Domestic | 13.27% | 56.66% | 30.06%
LV HH Metered | 100% | 0% | 0%
LV Sub HH Metered | 100% | 0% | 0%
HV HH Metered | 100% | 0% | 0%
HV Sub HH Metered | 100% | 0% | 0%
LV Generation Non-Intermittent | 100% | 0% | 0%
LV Sub Generation Non-Intermittent | 100% | 0% | 0%
HV Generation Non-Intermittent | 100% | 0% | 0%
HV Sub Generation Non-Intermittent | 100% | 0% | 0%
2404. Normalisation of split of rate 2 units by time band
Data sources:
x1 = 1062. Average split of rate 2 units by distribution time band
x2 = Total split (in Normalisation of split of rate 2 units by time band)
x3 = 2401. Annual hours by distribution time band (reconciled to days in year) (in Adjust annual hours by distribution time band to match days in year)
x4 = 1010. Days in the charging year (in Financial and general assumptions)
Kind: | Cell summation | Calculation
Formula: | =SUM(x1) | =IF(x2,x1/x2,x3/x4/24)
Normalised split of rate 2 units by distribution time band
| Total split | Red | Amber | Green
Domestic Two Rate | 100% | 0% | 0% | 100%
Small Non Domestic Two Rate | 100% | 0% | 0% | 100%
LV Medium Non-Domestic | 100% | 0% | 0% | 100%
LV Sub Medium Non-Domestic | 100% | 0% | 0% | 100%
HV Medium Non-Domestic | 100% | 0% | 0% | 100%
2405. Split of rate 2 units between distribution time bands
Data sources:
x1 = 2404. Normalised split of rate 2 units by distribution time band (in Normalisation of split of rate 2 units by time band)
x2 = Split of rate 2 units between distribution time bands (default)
Combine tables = x1 or x2
| Red | Amber | Green
Domestic Two Rate | 0% | 0% | 100%
Small Non Domestic Two Rate | 0% | 0% | 100%
LV Medium Non-Domestic | 0% | 0% | 100%
LV Sub Medium Non-Domestic | 0% | 0% | 100%
HV Medium Non-Domestic | 0% | 0% | 100%
LV HH Metered | 0% | 100% | 0%
LV Sub HH Metered | 0% | 100% | 0%
HV HH Metered | 0% | 100% | 0%
HV Sub HH Metered | 0% | 100% | 0%
LV Generation Non-Intermittent | 0% | 100% | 0%
LV Sub Generation Non-Intermittent | 0% | 100% | 0%
HV Generation Non-Intermittent | 0% | 100% | 0%
HV Sub Generation Non-Intermittent | 0% | 100% | 0%
2406. Split of rate 3 units between distribution time bands (default)
| Red | Amber | Green
LV HH Metered | 0% | 0% | 100%
LV Sub HH Metered | 0% | 0% | 100%
HV HH Metered | 0% | 0% | 100%
HV Sub HH Metered | 0% | 0% | 100%
LV Generation Non-Intermittent | 0% | 0% | 100%
LV Sub Generation Non-Intermittent | 0% | 0% | 100%
HV Generation Non-Intermittent | 0% | 0% | 100%
HV Sub Generation Non-Intermittent | 0% | 0% | 100%
2407. All units (MWh)
Data sources:
x1 = 2305. Rate 1 units (MWh) (in Equivalent volume for each end user)
x2 = 2305. Rate 2 units (MWh) (in Equivalent volume for each end user)
x3 = 2305. Rate 3 units (MWh) (in Equivalent volume for each end user)
Calculation =x1+x2+x3
All units (MWh)
Domestic Unrestricted | 7203731.483
Domestic Two Rate | 1802352.4052
Domestic Off Peak (related MPAN) | 37781.026
Small Non Domestic Unrestricted | 1671321.7053
Small Non Domestic Two Rate | 688411.3227
Small Non Domestic Off Peak (related MPAN) | 6401.6648
LV Medium Non-Domestic | 1627062.5149
LV Sub Medium Non-Domestic | 118.2329
HV Medium Non-Domestic | 47477.7732
LV HH Metered | 1918020.0575
LV Sub HH Metered | 22861.3867
HV HH Metered | 7991463.9587
HV Sub HH Metered | 0
NHH UMS category A | 64354.5532
NHH UMS category B | 34091.5776
NHH UMS category C | 777.3713
NHH UMS category D | 5527.054
LV UMS (Pseudo HH Metered) | 247735.3643
LV Generation NHH | 444.639
LV Sub Generation NHH | 0
LV Generation Intermittent | 46.675
LV Generation Non-Intermittent | 2552.526
LV Sub Generation Intermittent | 0
LV Sub Generation Non-Intermittent | 0.312
HV Generation Intermittent | 987.742
HV Generation Non-Intermittent | 434447.501
HV Sub Generation Intermittent | 0
HV Sub Generation Non-Intermittent | 0
2408. Calculation of implied load coefficients for two-rate users
Data sources:
x1 = 2407. All units (MWh)
x2 = 2305. Rate 1 units (MWh) (in Equivalent volume for each end user)
x3 = 2403. Split of rate 1 units between distribution time bands
x4 = 2305. Rate 2 units (MWh) (in Equivalent volume for each end user)
x5 = 2405. Split of rate 2 units between distribution time bands
x6 = 2401. Annual hours by distribution time band (reconciled to days in year) (in Adjust annual hours by distribution time band to match days in year)
x7 = Use of distribution time bands by units in demand forecast for two-rate tariffs (in Calculation of implied load coefficients for two-rate users)
x8 = 1010. Days in the charging year (in Financial and general assumptions)
Kind: | Calculation |  |  | Calculation
Formula: | =IF(x1>0,(x2*x3+x4*x5)/x1,0) |  |  | =IF(x6>0,x7*x8*24/x6,0)
Use of distribution time bands by units in demand forecast for two-rate tariffs
| Red | Amber | Green | First-time-band load coefficient for two-rate tariffs
Domestic Two Rate | 8.519% | 23.53% | 67.96% | 0.9531
Small Non Domestic Two Rate | 9.166% | 36.81% | 54.02% | 1.0254
LV Medium Non-Domestic | 11.21% | 42.92% | 45.87% | 1.2546
LV Sub Medium Non-Domestic | 11.03% | 42.2% | 46.78% | 1.2336
HV Medium Non-Domestic | 10.42% | 44.46% | 45.12% | 1.1653
2409. Calculation of implied load coefficients for three-rate users
Data sources:
x1 = 2407. All units (MWh)
x2 = 2305. Rate 1 units (MWh) (in Equivalent volume for each end user)
x3 = 2403. Split of rate 1 units between distribution time bands
x4 = 2305. Rate 2 units (MWh) (in Equivalent volume for each end user)
x5 = 2405. Split of rate 2 units between distribution time bands
x6 = 2305. Rate 3 units (MWh) (in Equivalent volume for each end user)
x7 = 2406. Split of rate 3 units between distribution time bands (default)
x8 = 2401. Annual hours by distribution time band (reconciled to days in year) (in Adjust annual hours by distribution time band to match days in year)
x9 = Use of distribution time bands by units in demand forecast for three-rate tariffs (in Calculation of implied load coefficients for three-rate users)
x10 = 1010. Days in the charging year (in Financial and general assumptions)
Kind: | Calculation |  |  | Calculation
Formula: | =IF(x1>0,(x2*x3+x4*x5+x6*x7)/x1,0) |  |  | =IF(x8>0,x9*x10*24/x8,0)
Use of distribution time bands by units in demand forecast for three-rate tariffs
| Red | Amber | Green | First-time-band load coefficient for three-rate tariffs
LV HH Metered | 11.02% | 43.82% | 45.16% | 1.2327
LV Sub HH Metered | 10.67% | 39.27% | 50.06% | 1.1934
HV HH Metered | 9.935% | 39.64% | 50.42% | 1.1115
HV Sub HH Metered | 0% | 0% | 0% | 0
2410. Calculation of adjusted time band load coefficients
Data sources:
x1 = 2408. First-time-band load coefficient for two-rate tariffs (in Calculation of implied load coefficients for two-rate users)
x2 = 2409. First-time-band load coefficient for three-rate tariffs (in Calculation of implied load coefficients for three-rate users)
x3 = First-time-band load coefficient (in Calculation of adjusted time band load coefficients)
x4 = 2302. Load coefficient
Kind: | Combine tables | Calculation
Formula: | = x1 or x2 | =IF(x3<>0,x4/x3,IF(x4<0,-1,1))
| First-time-band load coefficient | Load coefficient correction factor (kW at peak in band / band average kW)
Domestic Two Rate | 0.9531 | 1.6452
Domestic Off Peak (related MPAN) |  | 1
Small Non Domestic Two Rate | 1.0254 | 1.4011
Small Non Domestic Off Peak (related MPAN) |  | 1
LV Medium Non-Domestic | 1.2546 | 1.3035
LV Sub Medium Non-Domestic | 1.2336 | 1.3258
HV Medium Non-Domestic | 1.1653 | 1.2421
LV HH Metered | 1.2327 | 1.1904
LV Sub HH Metered | 1.1934 | 1.2296
HV HH Metered | 1.1115 | 1.0797
HV Sub HH Metered | 0 | 1
LV Generation Non-Intermittent |  | -1
LV Sub Generation Non-Intermittent |  | -1
HV Generation Non-Intermittent |  | -1
HV Sub Generation Non-Intermittent |  | -1
2411. Normalisation of peaking probabilities
Data sources:
x1 = 1069. Red, amber and green peaking probabilities (in Peaking probabilities by network level)
x2 = Total probability (should be 100%) (in Normalisation of peaking probabilities)
x3 = 1068. Typical annual hours by distribution time band
x4 = 2401. Total hours in the year according to time band hours input data (in Adjust annual hours by distribution time band to match days in year)
Kind: | Cell summation | Calculation
Formula: | =SUM(x1) | =IF(x2,x1/x2,x3/x4)
Normalised peaking probabilities
| Total probability (should be 100%) | Red | Amber | Green
GSPs | 100% | 90.71% | 8.594% | 0.6921%
132kV | 100% | 71.77% | 25.35% | 2.88%
132kV/EHV | 100% | 71.77% | 25.35% | 2.88%
EHV | 100% | 66.03% | 26.48% | 7.484%
EHV/HV | 100% | 66.03% | 26.48% | 7.484%
132kV/HV | 100% | 71.77% | 25.35% | 2.88%
HV | 100% | 66.03% | 26.48% | 7.484%
HV/LV | 100% | 66.03% | 26.48% | 7.484%
LV circuits | 100% | 66.03% | 26.48% | 7.484%
2412. Peaking probabilities by network level (reshaped)
Data sources:
x1 = 2411. Normalised peaking probabilities (in Normalisation of peaking probabilities)
Reshape table = x1
| GSPs | Red | Amber | Green | 132kV | Red | Amber | Green | 132kV/EHV | Red | Amber | Green | EHV | Red | Amber | Green | EHV/HV | Red | Amber | Green | 132kV/HV | Red | Amber | Green | HV | Red | Amber | Green | HV/LV | Red | Amber | Green | LV circuits | Red | Amber | Green
Probability of peak within timeband |  | 90.71% | 8.594% | 0.6921% |  | 71.77% | 25.35% | 2.88% |  | 71.77% | 25.35% | 2.88% |  | 66.03% | 26.48% | 7.484% |  | 66.03% | 26.48% | 7.484% |  | 71.77% | 25.35% | 2.88% |  | 66.03% | 26.48% | 7.484% |  | 66.03% | 26.48% | 7.484% |  | 66.03% | 26.48% | 7.484%
2413. Pseudo load coefficient by time band and network level
Data sources:
x1 = 2401. Annual hours by distribution time band (reconciled to days in year) (in Adjust annual hours by distribution time band to match days in year)
x2 = 2410. Load coefficient correction factor (kW at peak in band / band average kW) (in Calculation of adjusted time band load coefficients)
x3 = 2412. Peaking probabilities by network level (reshaped)
x4 = 1010. Days in the charging year (in Financial and general assumptions)
Calculation =IF(x1>0,x2*x3*24*x4/x1,0)
| GSPs | Red | Amber | Green | 132kV | Red | Amber | Green | 132kV/EHV | Red | Amber | Green | EHV | Red | Amber | Green | EHV/HV | Red | Amber | Green | 132kV/HV | Red | Amber | Green | HV | Red | Amber | Green | HV/LV | Red | Amber | Green | LV circuits | Red | Amber | Green
Domestic Two Rate |  | 16.6968 | 0.45197 | 0.019049 |  | 13.2103 | 1.3331 | 0.079272 |  | 13.2103 | 1.3331 | 0.079272 |  | 12.1541 | 1.3927 | 0.20597 |  | 12.1541 | 1.3927 | 0.20597 |  | 13.2103 | 1.3331 | 0.079272 |  | 12.1541 | 1.3927 | 0.20597 |  | 12.1541 | 1.3927 | 0.20597 |  | 12.1541 | 1.3927 | 0.20597
Domestic Off Peak (related MPAN) |  | 10.1488 | 0.27472 | 0.011579 |  | 8.0296 | 0.81027 | 0.048183 |  | 8.0296 | 0.81027 | 0.048183 |  | 7.3876 | 0.84653 | 0.1252 |  | 7.3876 | 0.84653 | 0.1252 |  | 8.0296 | 0.81027 | 0.048183 |  | 7.3876 | 0.84653 | 0.1252 |  | 7.3876 | 0.84653 | 0.1252 |  | 7.3876 | 0.84653 | 0.1252
Small Non Domestic Two Rate |  | 14.2191 | 0.3849 | 0.016223 |  | 11.2499 | 1.1352 | 0.067508 |  | 11.2499 | 1.1352 | 0.067508 |  | 10.3505 | 1.186 | 0.17541 |  | 10.3505 | 1.186 | 0.17541 |  | 11.2499 | 1.1352 | 0.067508 |  | 10.3505 | 1.186 | 0.17541 |  | 10.3505 | 1.186 | 0.17541 |  | 10.3505 | 1.186 | 0.17541
Small Non Domestic Off Peak (related MPAN) |  | 10.1488 | 0.27472 | 0.011579 |  | 8.0296 | 0.81027 | 0.048183 |  | 8.0296 | 0.81027 | 0.048183 |  | 7.3876 | 0.84653 | 0.1252 |  | 7.3876 | 0.84653 | 0.1252 |  | 8.0296 | 0.81027 | 0.048183 |  | 7.3876 | 0.84653 | 0.1252 |  | 7.3876 | 0.84653 | 0.1252 |  | 7.3876 | 0.84653 | 0.1252
LV Medium Non-Domestic |  | 13.2292 | 0.3581 | 0.015093 |  | 10.4668 | 1.0562 | 0.062808 |  | 10.4668 | 1.0562 | 0.062808 |  | 9.63 | 1.1035 | 0.1632 |  | 9.63 | 1.1035 | 0.1632 |  | 10.4668 | 1.0562 | 0.062808 |  | 9.63 | 1.1035 | 0.1632 |  | 9.63 | 1.1035 | 0.1632 |  | 9.63 | 1.1035 | 0.1632
LV Sub Medium Non-Domestic |  | 13.4548 | 0.36421 | 0.015351 |  | 10.6453 | 1.0742 | 0.06388 |  | 10.6453 | 1.0742 | 0.06388 |  | 9.7942 | 1.1223 | 0.16598 |  | 9.7942 | 1.1223 | 0.16598 |  | 10.6453 | 1.0742 | 0.06388 |  | 9.7942 | 1.1223 | 0.16598 |  | 9.7942 | 1.1223 | 0.16598 |  | 9.7942 | 1.1223 | 0.16598
HV Medium Non-Domestic |  | 12.6055 | 0.34122 | 0.014382 |  | 9.9733 | 1.0064 | 0.059847 |  | 9.9733 | 1.0064 | 0.059847 |  | 9.1759 | 1.0514 | 0.1555 |  | 9.1759 | 1.0514 | 0.1555 |  | 9.9733 | 1.0064 | 0.059847 |  | 9.1759 | 1.0514 | 0.1555 |  | 9.1759 | 1.0514 | 0.1555 |  | 9.1759 | 1.0514 | 0.1555
LV HH Metered |  | 12.081 | 0.32702 | 0.013783 |  | 9.5583 | 0.96453 | 0.057357 |  | 9.5583 | 0.96453 | 0.057357 |  | 8.7941 | 1.0077 | 0.14903 |  | 8.7941 | 1.0077 | 0.14903 |  | 9.5583 | 0.96453 | 0.057357 |  | 8.7941 | 1.0077 | 0.14903 |  | 8.7941 | 1.0077 | 0.14903 |  | 8.7941 | 1.0077 | 0.14903
LV Sub HH Metered |  | 12.4788 | 0.33779 | 0.014237 |  | 9.873 | 0.9963 | 0.059246 |  | 9.873 | 0.9963 | 0.059246 |  | 9.0837 | 1.0409 | 0.15394 |  | 9.0837 | 1.0409 | 0.15394 |  | 9.873 | 0.9963 | 0.059246 |  | 9.0837 | 1.0409 | 0.15394 |  | 9.0837 | 1.0409 | 0.15394 |  | 9.0837 | 1.0409 | 0.15394
HV HH Metered |  | 10.958 | 0.29662 | 0.012502 |  | 8.6698 | 0.87488 | 0.052026 |  | 8.6698 | 0.87488 | 0.052026 |  | 7.9767 | 0.91403 | 0.13518 |  | 7.9767 | 0.91403 | 0.13518 |  | 8.6698 | 0.87488 | 0.052026 |  | 7.9767 | 0.91403 | 0.13518 |  | 7.9767 | 0.91403 | 0.13518 |  | 7.9767 | 0.91403 | 0.13518
HV Sub HH Metered |  | 10.1488 | 0.27472 | 0.011579 |  | 8.0296 | 0.81027 | 0.048183 |  | 8.0296 | 0.81027 | 0.048183 |  | 7.3876 | 0.84653 | 0.1252 |  | 7.3876 | 0.84653 | 0.1252 |  | 8.0296 | 0.81027 | 0.048183 |  | 7.3876 | 0.84653 | 0.1252 |  | 7.3876 | 0.84653 | 0.1252 |  | 7.3876 | 0.84653 | 0.1252
LV Generation Non-Intermittent |  | -10.1488 | -0.27472 | -0.011579 |  | -8.0296 | -0.81027 | -0.048183 |  | -8.0296 | -0.81027 | -0.048183 |  | -7.3876 | -0.84653 | -0.1252 |  | -7.3876 | -0.84653 | -0.1252 |  | -8.0296 | -0.81027 | -0.048183 |  | -7.3876 | -0.84653 | -0.1252 |  | -7.3876 | -0.84653 | -0.1252 |  | -7.3876 | -0.84653 | -0.1252
LV Sub Generation Non-Intermittent |  | -10.1488 | -0.27472 | -0.011579 |  | -8.0296 | -0.81027 | -0.048183 |  | -8.0296 | -0.81027 | -0.048183 |  | -7.3876 | -0.84653 | -0.1252 |  | -7.3876 | -0.84653 | -0.1252 |  | -8.0296 | -0.81027 | -0.048183 |  | -7.3876 | -0.84653 | -0.1252 |  | -7.3876 | -0.84653 | -0.1252 |  | -7.3876 | -0.84653 | -0.1252
HV Generation Non-Intermittent |  | -10.1488 | -0.27472 | -0.011579 |  | -8.0296 | -0.81027 | -0.048183 |  | -8.0296 | -0.81027 | -0.048183 |  | -7.3876 | -0.84653 | -0.1252 |  | -7.3876 | -0.84653 | -0.1252 |  | -8.0296 | -0.81027 | -0.048183 |  | -7.3876 | -0.84653 | -0.1252 |  | -7.3876 | -0.84653 | -0.1252 |  | -7.3876 | -0.84653 | -0.1252
HV Sub Generation Non-Intermittent |  | -10.1488 | -0.27472 | -0.011579 |  | -8.0296 | -0.81027 | -0.048183 |  | -8.0296 | -0.81027 | -0.048183 |  | -7.3876 | -0.84653 | -0.1252 |  | -7.3876 | -0.84653 | -0.1252 |  | -8.0296 | -0.81027 | -0.048183 |  | -7.3876 | -0.84653 | -0.1252 |  | -7.3876 | -0.84653 | -0.1252 |  | -7.3876 | -0.84653 | -0.1252
2414. Unit rate 1 pseudo load coefficient by network level
Data sources:
x1 = 2413. Pseudo load coefficient by time band and network level
x2 = 2403. Split of rate 1 units between distribution time bands
Sum-product calculation =SUMPRODUCT(x1, x2)
| GSPs | 132kV | 132kV/EHV | EHV | EHV/HV | 132kV/HV | HV | HV/LV | LV circuits
Domestic Two Rate | 2.6804 | 2.5501 | 2.5501 | 2.4731 | 2.4731 | 2.5501 | 2.4731 | 2.4731 | 2.4731
Domestic Off Peak (related MPAN) | 0.088983 | 0.22326 | 0.22326 | 0.29024 | 0.29024 | 0.22326 | 0.29024 | 0.29024 | 0.29024
Small Non Domestic Two Rate | 2.1063 | 2.1292 | 2.1292 | 2.0723 | 2.0723 | 2.1292 | 2.0723 | 2.0723 | 2.0723
Small Non Domestic Off Peak (related MPAN) | 0.24304 | 0.3253 | 0.3253 | 0.38212 | 0.38212 | 0.3253 | 0.38212 | 0.38212 | 0.38212
LV Medium Non-Domestic | 2.0375 | 2.0405 | 2.0405 | 1.9821 | 1.9821 | 2.0405 | 1.9821 | 1.9821 | 1.9821
LV Sub Medium Non-Domestic | 2.0723 | 2.0753 | 2.0753 | 2.0159 | 2.0159 | 2.0753 | 2.0159 | 2.0159 | 2.0159
HV Medium Non-Domestic | 1.8709 | 1.9121 | 1.9121 | 1.8605 | 1.8605 | 1.9121 | 1.8605 | 1.8605 | 1.8605
LV HH Metered | 12.081 | 9.5583 | 9.5583 | 8.7941 | 8.7941 | 9.5583 | 8.7941 | 8.7941 | 8.7941
LV Sub HH Metered | 12.4788 | 9.873 | 9.873 | 9.0837 | 9.0837 | 9.873 | 9.0837 | 9.0837 | 9.0837
HV HH Metered | 10.958 | 8.6698 | 8.6698 | 7.9767 | 7.9767 | 8.6698 | 7.9767 | 7.9767 | 7.9767
HV Sub HH Metered | 10.1488 | 8.0296 | 8.0296 | 7.3876 | 7.3876 | 8.0296 | 7.3876 | 7.3876 | 7.3876
LV Generation Non-Intermittent | -10.1488 | -8.0296 | -8.0296 | -7.3876 | -7.3876 | -8.0296 | -7.3876 | -7.3876 | -7.3876
LV Sub Generation Non-Intermittent | -10.1488 | -8.0296 | -8.0296 | -7.3876 | -7.3876 | -8.0296 | -7.3876 | -7.3876 | -7.3876
HV Generation Non-Intermittent | -10.1488 | -8.0296 | -8.0296 | -7.3876 | -7.3876 | -8.0296 | -7.3876 | -7.3876 | -7.3876
HV Sub Generation Non-Intermittent | -10.1488 | -8.0296 | -8.0296 | -7.3876 | -7.3876 | -8.0296 | -7.3876 | -7.3876 | -7.3876
2415. Unit rate 2 pseudo load coefficient by network level
Data sources:
x1 = 2413. Pseudo load coefficient by time band and network level
x2 = 2405. Split of rate 2 units between distribution time bands
Sum-product calculation =SUMPRODUCT(x1, x2)
| GSPs | 132kV | 132kV/EHV | EHV | EHV/HV | 132kV/HV | HV | HV/LV | LV circuits
Domestic Two Rate | 0.019049 | 0.079272 | 0.079272 | 0.20597 | 0.20597 | 0.079272 | 0.20597 | 0.20597 | 0.20597
Small Non Domestic Two Rate | 0.016223 | 0.067508 | 0.067508 | 0.17541 | 0.17541 | 0.067508 | 0.17541 | 0.17541 | 0.17541
LV Medium Non-Domestic | 0.015093 | 0.062808 | 0.062808 | 0.1632 | 0.1632 | 0.062808 | 0.1632 | 0.1632 | 0.1632
LV Sub Medium Non-Domestic | 0.015351 | 0.06388 | 0.06388 | 0.16598 | 0.16598 | 0.06388 | 0.16598 | 0.16598 | 0.16598
HV Medium Non-Domestic | 0.014382 | 0.059847 | 0.059847 | 0.1555 | 0.1555 | 0.059847 | 0.1555 | 0.1555 | 0.1555
LV HH Metered | 0.32702 | 0.96453 | 0.96453 | 1.0077 | 1.0077 | 0.96453 | 1.0077 | 1.0077 | 1.0077
LV Sub HH Metered | 0.33779 | 0.9963 | 0.9963 | 1.0409 | 1.0409 | 0.9963 | 1.0409 | 1.0409 | 1.0409
HV HH Metered | 0.29662 | 0.87488 | 0.87488 | 0.91403 | 0.91403 | 0.87488 | 0.91403 | 0.91403 | 0.91403
HV Sub HH Metered | 0.27472 | 0.81027 | 0.81027 | 0.84653 | 0.84653 | 0.81027 | 0.84653 | 0.84653 | 0.84653
LV Generation Non-Intermittent | -0.27472 | -0.81027 | -0.81027 | -0.84653 | -0.84653 | -0.81027 | -0.84653 | -0.84653 | -0.84653
LV Sub Generation Non-Intermittent | -0.27472 | -0.81027 | -0.81027 | -0.84653 | -0.84653 | -0.81027 | -0.84653 | -0.84653 | -0.84653
HV Generation Non-Intermittent | -0.27472 | -0.81027 | -0.81027 | -0.84653 | -0.84653 | -0.81027 | -0.84653 | -0.84653 | -0.84653
HV Sub Generation Non-Intermittent | -0.27472 | -0.81027 | -0.81027 | -0.84653 | -0.84653 | -0.81027 | -0.84653 | -0.84653 | -0.84653
2416. Unit rate 3 pseudo load coefficient by network level
Data sources:
x1 = 2413. Pseudo load coefficient by time band and network level
x2 = 2406. Split of rate 3 units between distribution time bands (default)
Sum-product calculation =SUMPRODUCT(x1, x2)
| GSPs | 132kV | 132kV/EHV | EHV | EHV/HV | 132kV/HV | HV | HV/LV | LV circuits
LV HH Metered | 0.013783 | 0.057357 | 0.057357 | 0.14903 | 0.14903 | 0.057357 | 0.14903 | 0.14903 | 0.14903
LV Sub HH Metered | 0.014237 | 0.059246 | 0.059246 | 0.15394 | 0.15394 | 0.059246 | 0.15394 | 0.15394 | 0.15394
HV HH Metered | 0.012502 | 0.052026 | 0.052026 | 0.13518 | 0.13518 | 0.052026 | 0.13518 | 0.13518 | 0.13518
HV Sub HH Metered | 0.011579 | 0.048183 | 0.048183 | 0.1252 | 0.1252 | 0.048183 | 0.1252 | 0.1252 | 0.1252
LV Generation Non-Intermittent | -0.011579 | -0.048183 | -0.048183 | -0.1252 | -0.1252 | -0.048183 | -0.1252 | -0.1252 | -0.1252
LV Sub Generation Non-Intermittent | -0.011579 | -0.048183 | -0.048183 | -0.1252 | -0.1252 | -0.048183 | -0.1252 | -0.1252 | -0.1252
HV Generation Non-Intermittent | -0.011579 | -0.048183 | -0.048183 | -0.1252 | -0.1252 | -0.048183 | -0.1252 | -0.1252 | -0.1252
HV Sub Generation Non-Intermittent | -0.011579 | -0.048183 | -0.048183 | -0.1252 | -0.1252 | -0.048183 | -0.1252 | -0.1252 | -0.1252
2417. Adjust annual hours by special distribution time band to match days in year
Data sources:
x1 = 1066. Typical annual hours by special distribution time band
x2 = 1010. Days in the charging year (in Financial and general assumptions)
x3 = Total hours in the year according to special time band hours input data (in Adjust annual hours by special distribution time band to match days in year)
Kind: | Cell summation | Calculation
Formula: | =SUM(x1) | =x1*24*x2/x3
Annual hours by special distribution time band (reconciled to days in year)
| Hours aggregate | Black | Yellow | Green
Adjust annual hours by special distribution time band to match days in year | 8760 | 258 | 3265.5 | 5236.5
2418. Normalisation of split of rate 1 units by special time band
Data sources:
x1 = 1064. Average split of rate 1 units by special distribution time band
x2 = Total split (in Normalisation of split of rate 1 units by special time band)
x3 = 2417. Annual hours by special distribution time band (reconciled to days in year) (in Adjust annual hours by special distribution time band to match days in year)
x4 = 1010. Days in the charging year (in Financial and general assumptions)
Kind: | Cell summation | Calculation
Formula: | =SUM(x1) | =IF(x2,x1/x2,x3/x4/24)
Normalised split of rate 1 units by special distribution time band
| Total split | Black | Yellow | Green
NHH UMS category A | 100% | 2.968% | 37.25% | 59.78%
NHH UMS category B | 100% | 4.925% | 8.828% | 86.25%
NHH UMS category C | 100% | 9.606% | 17.7% | 72.7%
NHH UMS category D | 100% | 1.697% | 60.83% | 37.47%
2419. Split of rate 1 units between special distribution time bands
Data sources:
x1 = 2418. Normalised split of rate 1 units by special distribution time band (in Normalisation of split of rate 1 units by special time band)
x2 = Split of rate 1 units between special distribution time bands (default)
Combine tables = x1 or x2
| Black | Yellow | Green
NHH UMS category A | 2.968% | 37.25% | 59.78%
NHH UMS category B | 4.925% | 8.828% | 86.25%
NHH UMS category C | 9.606% | 17.7% | 72.7%
NHH UMS category D | 1.697% | 60.83% | 37.47%
LV UMS (Pseudo HH Metered) | 100% | 0% | 0%
2420. Split of rate 2 units between special distribution time bands (default)
| Black | Yellow | Green
LV UMS (Pseudo HH Metered) | 0% | 100% | 0%
2421. Split of rate 3 units between special distribution time bands (default)
| Black | Yellow | Green
LV UMS (Pseudo HH Metered) | 0% | 0% | 100%
2422. Calculation of implied special load coefficients for one-rate users
Data sources:
x1 = 2407. All units (MWh)
x2 = 2305. Rate 1 units (MWh) (in Equivalent volume for each end user)
x3 = 2419. Split of rate 1 units between special distribution time bands
x4 = 2417. Annual hours by special distribution time band (reconciled to days in year) (in Adjust annual hours by special distribution time band to match days in year)
x5 = Use of special distribution time bands by units in demand forecast for one-rate tariffs (in Calculation of implied special load coefficients for one-rate users)
x6 = 1010. Days in the charging year (in Financial and general assumptions)
Kind: | Calculation |  |  | Calculation
Formula: | =IF(x1>0,(x2*x3)/x1,0) |  |  | =IF(x4>0,x5*x6*24/x4,0)
Use of special distribution time bands by units in demand forecast for one-rate tariffs
| Black | Yellow | Green | First-time-band special load coefficient for one-rate tariffs
NHH UMS category A | 2.968% | 37.25% | 59.78% | 1.0078
NHH UMS category B | 4.925% | 8.828% | 86.25% | 1.6721
NHH UMS category C | 9.606% | 17.7% | 72.7% | 3.2615
NHH UMS category D | 1.697% | 60.83% | 37.47% | 0.57625
2423. Calculation of implied special load coefficients for three-rate users
Data sources:
x1 = 2407. All units (MWh)
x2 = 2305. Rate 1 units (MWh) (in Equivalent volume for each end user)
x3 = 2419. Split of rate 1 units between special distribution time bands
x4 = 2305. Rate 2 units (MWh) (in Equivalent volume for each end user)
x5 = 2420. Split of rate 2 units between special distribution time bands (default)
x6 = 2305. Rate 3 units (MWh) (in Equivalent volume for each end user)
x7 = 2421. Split of rate 3 units between special distribution time bands (default)
x8 = 2417. Annual hours by special distribution time band (reconciled to days in year) (in Adjust annual hours by special distribution time band to match days in year)
x9 = Use of special distribution time bands by units in demand forecast for three-rate tariffs (in Calculation of implied special load coefficients for three-rate users)
x10 = 1010. Days in the charging year (in Financial and general assumptions)
Kind: | Calculation |  |  | Calculation
Formula: | =IF(x1>0,(x2*x3+x4*x5+x6*x7)/x1,0) |  |  | =IF(x8>0,x9*x10*24/x8,0)
Use of special distribution time bands by units in demand forecast for three-rate tariffs
| Black | Yellow | Green | First-time-band special load coefficient for three-rate tariffs
LV UMS (Pseudo HH Metered) | 4.833% | 11.14% | 84.02% | 1.6411
2424. Estimated contributions to peak demand
Data sources:
x1 = 2422. First-time-band special load coefficient for one-rate tariffs (in Calculation of implied special load coefficients for one-rate users)
x2 = 2423. First-time-band special load coefficient for three-rate tariffs (in Calculation of implied special load coefficients for three-rate users)
x3 = First-time-band special load coefficient (in Estimated contributions to peak demand)
x4 = 2407. All units (MWh)
x5 = 1010. Days in the charging year (in Financial and general assumptions)
x6 = 2302. Load coefficient
Kind: | Combine tables | Calculation | Calculation
Formula: | = x1 or x2 | =x3*x4/24/x5*1000 | =x6*x4/24/x5*1000
| First-time-band special load coefficient | Contribution to first-band peak kW | Contribution to system-peak-time kW
NHH UMS category A | 1.0078 | 7403.3591 | 7346.4102
NHH UMS category B | 1.6721 | 6507.4655 | 8215.9019
NHH UMS category C | 3.2615 | 289.4257 | 343.9574
NHH UMS category D | 0.57625 | 363.5813 | 73.1726
LV UMS (Pseudo HH Metered) | 1.6411 | 46409.427 | 57627.2549
2425. Mapping of tariffs to tariff groups for coincidence adjustment factor
Unmetered
NHH UMS category A | 1
NHH UMS category B | 1
NHH UMS category C | 1
NHH UMS category D | 1
LV UMS (Pseudo HH Metered) | 1
2426. Group contribution to first-band peak kW
Data sources:
x1 = 2425. Mapping of tariffs to tariff groups for coincidence adjustment factor
x2 = 2424. Contribution to first-band peak kW (in Estimated contributions to peak demand)
Sum-product calculation =SUMPRODUCT(x1, x2)
Unmetered
Black | 60973.2585
2427. Group contribution to system-peak-time kW
Data sources:
x1 = 2425. Mapping of tariffs to tariff groups for coincidence adjustment factor
x2 = 2424. Contribution to system-peak-time kW (in Estimated contributions to peak demand)
Sum-product calculation =SUMPRODUCT(x1, x2)
Unmetered
Group contribution to system-peak-time kW | 73606.6969
2428. Load coefficient correction factor for each group
Data sources:
x1 = 2426. Group contribution to first-band peak kW
x2 = 2427. Group contribution to system-peak-time kW
Calculation =IF(x1,x2/x1,0)
Unmetered
Load coefficient correction factor for each group | 1.2072
2429. Load coefficient correction factor (based on group)
Data sources:
x1 = 2425. Mapping of tariffs to tariff groups for coincidence adjustment factor
x2 = 2428. Load coefficient correction factor for each group
Sum-product calculation =SUMPRODUCT(x1, x2)
Load coefficient correction factor (based on group)
NHH UMS category A | 1.2072
NHH UMS category B | 1.2072
NHH UMS category C | 1.2072
NHH UMS category D | 1.2072
LV UMS (Pseudo HH Metered) | 1.2072
2430. Calculation of special peaking probabilities
Data sources:
x1 = 2411. Normalised peaking probabilities (in Normalisation of peaking probabilities)
x2 = Amber peaking probabilities (in Calculation of special peaking probabilities)
x3 = 1010. Days in the charging year (in Financial and general assumptions)
x4 = 2401. Annual hours by distribution time band (reconciled to days in year) (in Adjust annual hours by distribution time band to match days in year)
x5 = 1069. Black peaking probabilities (in Peaking probabilities by network level)
x6 = Red peaking probabilities (in Calculation of special peaking probabilities)
x7 = Amber peaking rates (in Calculation of special peaking probabilities)
x8 = 2417. Annual hours by special distribution time band (reconciled to days in year) (in Adjust annual hours by special distribution time band to match days in year)
x9 = Yellow peaking probabilities (in Calculation of special peaking probabilities)
x10 = Green peaking probabilities (in Calculation of special peaking probabilities)
Kind: | Copy cells | Copy cells | Copy cells | Calculation | Calculation | Calculation
Formula: | =x1 | =x1 | =x1 | =x2*24*x3/x4 | =IF(x5,x2+x6-x5,x7*x8/x3/24) | =1-x9-x10
| Red peaking probabilities | Amber peaking probabilities | Green peaking probabilities | Amber peaking rates | Yellow peaking probabilities | Black peaking probabilities
GSPs | 90.71% | 8.594% | 0.6921% | 0.27472 | 8.594% | 90.71%
132kV | 71.77% | 25.35% | 2.88% | 0.81027 | 25.9% | 71.22%
132kV/EHV | 71.77% | 25.35% | 2.88% | 0.81027 | 25.9% | 71.22%
EHV | 66.03% | 26.48% | 7.484% | 0.84653 | 27.67% | 64.85%
EHV/HV | 66.03% | 26.48% | 7.484% | 0.84653 | 27.67% | 64.85%
132kV/HV | 71.77% | 25.35% | 2.88% | 0.81027 | 25.9% | 71.22%
HV | 66.03% | 26.48% | 7.484% | 0.84653 | 27.67% | 64.85%
HV/LV | 66.03% | 26.48% | 7.484% | 0.84653 | 27.67% | 64.85%
LV circuits | 66.03% | 26.48% | 7.484% | 0.84653 | 27.67% | 64.85%
2431. Special peaking probabilities by network level
Data sources:
x1 = 2430. Green peaking probabilities (in Calculation of special peaking probabilities)
x2 = 2430. Yellow peaking probabilities (in Calculation of special peaking probabilities)
x3 = 2430. Black peaking probabilities (in Calculation of special peaking probabilities)
Combine tables = x1 or x2 or x3
| Black | Yellow | Green
GSPs | 90.71% | 8.594% | 0.6921%
132kV | 71.22% | 25.9% | 2.88%
132kV/EHV | 71.22% | 25.9% | 2.88%
EHV | 64.85% | 27.67% | 7.484%
EHV/HV | 64.85% | 27.67% | 7.484%
132kV/HV | 71.22% | 25.9% | 2.88%
HV | 64.85% | 27.67% | 7.484%
HV/LV | 64.85% | 27.67% | 7.484%
LV circuits | 64.85% | 27.67% | 7.484%
2432. Special peaking probabilities by network level (reshaped)
Data sources:
x1 = 2431. Special peaking probabilities by network level
Reshape table = x1
| GSPs | Black | Yellow | Green | 132kV | Black | Yellow | Green | 132kV/EHV | Black | Yellow | Green | EHV | Black | Yellow | Green | EHV/HV | Black | Yellow | Green | 132kV/HV | Black | Yellow | Green | HV | Black | Yellow | Green | HV/LV | Black | Yellow | Green | LV circuits | Black | Yellow | Green
Probability of peak within timeband |  | 90.71% | 8.594% | 0.6921% |  | 71.22% | 25.9% | 2.88% |  | 71.22% | 25.9% | 2.88% |  | 64.85% | 27.67% | 7.484% |  | 64.85% | 27.67% | 7.484% |  | 71.22% | 25.9% | 2.88% |  | 64.85% | 27.67% | 7.484% |  | 64.85% | 27.67% | 7.484% |  | 64.85% | 27.67% | 7.484%
2433. Pseudo load coefficient by time band and network level
Data sources:
x1 = 2417. Annual hours by special distribution time band (reconciled to days in year) (in Adjust annual hours by special distribution time band to match days in year)
x2 = 2429. Load coefficient correction factor (based on group)
x3 = 2432. Special peaking probabilities by network level (reshaped)
x4 = 1010. Days in the charging year (in Financial and general assumptions)
Calculation =IF(x1>0,x2*x3*24*x4/x1,0)
| GSPs | Black | Yellow | Green | 132kV | Black | Yellow | Green | 132kV/EHV | Black | Yellow | Green | EHV | Black | Yellow | Green | EHV/HV | Black | Yellow | Green | 132kV/HV | Black | Yellow | Green | HV | Black | Yellow | Green | HV/LV | Black | Yellow | Green | LV circuits | Black | Yellow | Green
NHH UMS category A |  | 37.1821 | 0.27832 | 0.013978 |  | 29.1938 | 0.8386 | 0.058167 |  | 29.1938 | 0.8386 | 0.058167 |  | 26.581 | 0.89595 | 0.15114 |  | 26.581 | 0.89595 | 0.15114 |  | 29.1938 | 0.8386 | 0.058167 |  | 26.581 | 0.89595 | 0.15114 |  | 26.581 | 0.89595 | 0.15114 |  | 26.581 | 0.89595 | 0.15114
NHH UMS category B |  | 37.1821 | 0.27832 | 0.013978 |  | 29.1938 | 0.8386 | 0.058167 |  | 29.1938 | 0.8386 | 0.058167 |  | 26.581 | 0.89595 | 0.15114 |  | 26.581 | 0.89595 | 0.15114 |  | 29.1938 | 0.8386 | 0.058167 |  | 26.581 | 0.89595 | 0.15114 |  | 26.581 | 0.89595 | 0.15114 |  | 26.581 | 0.89595 | 0.15114
NHH UMS category C |  | 37.1821 | 0.27832 | 0.013978 |  | 29.1938 | 0.8386 | 0.058167 |  | 29.1938 | 0.8386 | 0.058167 |  | 26.581 | 0.89595 | 0.15114 |  | 26.581 | 0.89595 | 0.15114 |  | 29.1938 | 0.8386 | 0.058167 |  | 26.581 | 0.89595 | 0.15114 |  | 26.581 | 0.89595 | 0.15114 |  | 26.581 | 0.89595 | 0.15114
NHH UMS category D |  | 37.1821 | 0.27832 | 0.013978 |  | 29.1938 | 0.8386 | 0.058167 |  | 29.1938 | 0.8386 | 0.058167 |  | 26.581 | 0.89595 | 0.15114 |  | 26.581 | 0.89595 | 0.15114 |  | 29.1938 | 0.8386 | 0.058167 |  | 26.581 | 0.89595 | 0.15114 |  | 26.581 | 0.89595 | 0.15114 |  | 26.581 | 0.89595 | 0.15114
LV UMS (Pseudo HH Metered) |  | 37.1821 | 0.27832 | 0.013978 |  | 29.1938 | 0.8386 | 0.058167 |  | 29.1938 | 0.8386 | 0.058167 |  | 26.581 | 0.89595 | 0.15114 |  | 26.581 | 0.89595 | 0.15114 |  | 29.1938 | 0.8386 | 0.058167 |  | 26.581 | 0.89595 | 0.15114 |  | 26.581 | 0.89595 | 0.15114 |  | 26.581 | 0.89595 | 0.15114
2434. Unit rate 1 pseudo load coefficient by network level (special)
Data sources:
x1 = 2433. Pseudo load coefficient by time band and network level
x2 = 2419. Split of rate 1 units between special distribution time bands
Sum-product calculation =SUMPRODUCT(x1, x2)
| GSPs | 132kV | 132kV/EHV | EHV | EHV/HV | 132kV/HV | HV | HV/LV | LV circuits
NHH UMS category A | 1.2156 | 1.2137 | 1.2137 | 1.2131 | 1.2131 | 1.2137 | 1.2131 | 1.2131 | 1.2131
NHH UMS category B | 1.8678 | 1.5619 | 1.5619 | 1.5185 | 1.5185 | 1.5619 | 1.5185 | 1.5185 | 1.5185
NHH UMS category C | 3.631 | 2.995 | 2.995 | 2.8217 | 2.8217 | 2.995 | 2.8217 | 2.8217 | 2.8217
NHH UMS category D | 0.80558 | 1.0274 | 1.0274 | 1.0528 | 1.0528 | 1.0274 | 1.0528 | 1.0528 | 1.0528
LV UMS (Pseudo HH Metered) | 37.1821 | 29.1938 | 29.1938 | 26.581 | 26.581 | 29.1938 | 26.581 | 26.581 | 26.581
2435. Unit rate 2 pseudo load coefficient by network level (special)
Data sources:
x1 = 2433. Pseudo load coefficient by time band and network level
x2 = 2420. Split of rate 2 units between special distribution time bands (default)
Sum-product calculation =SUMPRODUCT(x1, x2)
| GSPs | 132kV | 132kV/EHV | EHV | EHV/HV | 132kV/HV | HV | HV/LV | LV circuits
LV UMS (Pseudo HH Metered) | 0.27832 | 0.8386 | 0.8386 | 0.89595 | 0.89595 | 0.8386 | 0.89595 | 0.89595 | 0.89595
2436. Unit rate 3 pseudo load coefficient by network level (special)
Data sources:
x1 = 2433. Pseudo load coefficient by time band and network level
x2 = 2421. Split of rate 3 units between special distribution time bands (default)
Sum-product calculation =SUMPRODUCT(x1, x2)
| GSPs | 132kV | 132kV/EHV | EHV | EHV/HV | 132kV/HV | HV | HV/LV | LV circuits
LV UMS (Pseudo HH Metered) | 0.013978 | 0.058167 | 0.058167 | 0.15114 | 0.15114 | 0.058167 | 0.15114 | 0.15114 | 0.15114
2437. Unit rate 1 pseudo load coefficient by network level (combined)
Data sources:
x1 = 2414. Unit rate 1 pseudo load coefficient by network level
x2 = 2434. Unit rate 1 pseudo load coefficient by network level (special)
Combine tables = x1 or x2
| GSPs | 132kV | 132kV/EHV | EHV | EHV/HV | 132kV/HV | HV | HV/LV | LV circuits
Domestic Two Rate | 2.6804 | 2.5501 | 2.5501 | 2.4731 | 2.4731 | 2.5501 | 2.4731 | 2.4731 | 2.4731
Domestic Off Peak (related MPAN) | 0.088983 | 0.22326 | 0.22326 | 0.29024 | 0.29024 | 0.22326 | 0.29024 | 0.29024 | 0.29024
Small Non Domestic Two Rate | 2.1063 | 2.1292 | 2.1292 | 2.0723 | 2.0723 | 2.1292 | 2.0723 | 2.0723 | 2.0723
Small Non Domestic Off Peak (related MPAN) | 0.24304 | 0.3253 | 0.3253 | 0.38212 | 0.38212 | 0.3253 | 0.38212 | 0.38212 | 0.38212
LV Medium Non-Domestic | 2.0375 | 2.0405 | 2.0405 | 1.9821 | 1.9821 | 2.0405 | 1.9821 | 1.9821 | 1.9821
LV Sub Medium Non-Domestic | 2.0723 | 2.0753 | 2.0753 | 2.0159 | 2.0159 | 2.0753 | 2.0159 | 2.0159 | 2.0159
HV Medium Non-Domestic | 1.8709 | 1.9121 | 1.9121 | 1.8605 | 1.8605 | 1.9121 | 1.8605 | 1.8605 | 1.8605
LV HH Metered | 12.081 | 9.5583 | 9.5583 | 8.7941 | 8.7941 | 9.5583 | 8.7941 | 8.7941 | 8.7941
LV Sub HH Metered | 12.4788 | 9.873 | 9.873 | 9.0837 | 9.0837 | 9.873 | 9.0837 | 9.0837 | 9.0837
HV HH Metered | 10.958 | 8.6698 | 8.6698 | 7.9767 | 7.9767 | 8.6698 | 7.9767 | 7.9767 | 7.9767
HV Sub HH Metered | 10.1488 | 8.0296 | 8.0296 | 7.3876 | 7.3876 | 8.0296 | 7.3876 | 7.3876 | 7.3876
LV Generation Non-Intermittent | -10.1488 | -8.0296 | -8.0296 | -7.3876 | -7.3876 | -8.0296 | -7.3876 | -7.3876 | -7.3876
LV Sub Generation Non-Intermittent | -10.1488 | -8.0296 | -8.0296 | -7.3876 | -7.3876 | -8.0296 | -7.3876 | -7.3876 | -7.3876
HV Generation Non-Intermittent | -10.1488 | -8.0296 | -8.0296 | -7.3876 | -7.3876 | -8.0296 | -7.3876 | -7.3876 | -7.3876
HV Sub Generation Non-Intermittent | -10.1488 | -8.0296 | -8.0296 | -7.3876 | -7.3876 | -8.0296 | -7.3876 | -7.3876 | -7.3876
NHH UMS category A | 1.2156 | 1.2137 | 1.2137 | 1.2131 | 1.2131 | 1.2137 | 1.2131 | 1.2131 | 1.2131
NHH UMS category B | 1.8678 | 1.5619 | 1.5619 | 1.5185 | 1.5185 | 1.5619 | 1.5185 | 1.5185 | 1.5185
NHH UMS category C | 3.631 | 2.995 | 2.995 | 2.8217 | 2.8217 | 2.995 | 2.8217 | 2.8217 | 2.8217
NHH UMS category D | 0.80558 | 1.0274 | 1.0274 | 1.0528 | 1.0528 | 1.0274 | 1.0528 | 1.0528 | 1.0528
LV UMS (Pseudo HH Metered) | 37.1821 | 29.1938 | 29.1938 | 26.581 | 26.581 | 29.1938 | 26.581 | 26.581 | 26.581
2438. Unit rate 2 pseudo load coefficient by network level (combined)
Data sources:
x1 = 2415. Unit rate 2 pseudo load coefficient by network level
x2 = 2435. Unit rate 2 pseudo load coefficient by network level (special)
Combine tables = x1 or x2
| GSPs | 132kV | 132kV/EHV | EHV | EHV/HV | 132kV/HV | HV | HV/LV | LV circuits
Domestic Two Rate | 0.019049 | 0.079272 | 0.079272 | 0.20597 | 0.20597 | 0.079272 | 0.20597 | 0.20597 | 0.20597
Small Non Domestic Two Rate | 0.016223 | 0.067508 | 0.067508 | 0.17541 | 0.17541 | 0.067508 | 0.17541 | 0.17541 | 0.17541
LV Medium Non-Domestic | 0.015093 | 0.062808 | 0.062808 | 0.1632 | 0.1632 | 0.062808 | 0.1632 | 0.1632 | 0.1632
LV Sub Medium Non-Domestic | 0.015351 | 0.06388 | 0.06388 | 0.16598 | 0.16598 | 0.06388 | 0.16598 | 0.16598 | 0.16598
HV Medium Non-Domestic | 0.014382 | 0.059847 | 0.059847 | 0.1555 | 0.1555 | 0.059847 | 0.1555 | 0.1555 | 0.1555
LV HH Metered | 0.32702 | 0.96453 | 0.96453 | 1.0077 | 1.0077 | 0.96453 | 1.0077 | 1.0077 | 1.0077
LV Sub HH Metered | 0.33779 | 0.9963 | 0.9963 | 1.0409 | 1.0409 | 0.9963 | 1.0409 | 1.0409 | 1.0409
HV HH Metered | 0.29662 | 0.87488 | 0.87488 | 0.91403 | 0.91403 | 0.87488 | 0.91403 | 0.91403 | 0.91403
HV Sub HH Metered | 0.27472 | 0.81027 | 0.81027 | 0.84653 | 0.84653 | 0.81027 | 0.84653 | 0.84653 | 0.84653
LV Generation Non-Intermittent | -0.27472 | -0.81027 | -0.81027 | -0.84653 | -0.84653 | -0.81027 | -0.84653 | -0.84653 | -0.84653
LV Sub Generation Non-Intermittent | -0.27472 | -0.81027 | -0.81027 | -0.84653 | -0.84653 | -0.81027 | -0.84653 | -0.84653 | -0.84653
HV Generation Non-Intermittent | -0.27472 | -0.81027 | -0.81027 | -0.84653 | -0.84653 | -0.81027 | -0.84653 | -0.84653 | -0.84653
HV Sub Generation Non-Intermittent | -0.27472 | -0.81027 | -0.81027 | -0.84653 | -0.84653 | -0.81027 | -0.84653 | -0.84653 | -0.84653
LV UMS (Pseudo HH Metered) | 0.27832 | 0.8386 | 0.8386 | 0.89595 | 0.89595 | 0.8386 | 0.89595 | 0.89595 | 0.89595
2439. Unit rate 3 pseudo load coefficient by network level (combined)
Data sources:
x1 = 2416. Unit rate 3 pseudo load coefficient by network level
x2 = 2436. Unit rate 3 pseudo load coefficient by network level (special)
Combine tables = x1 or x2
| GSPs | 132kV | 132kV/EHV | EHV | EHV/HV | 132kV/HV | HV | HV/LV | LV circuits
LV HH Metered | 0.013783 | 0.057357 | 0.057357 | 0.14903 | 0.14903 | 0.057357 | 0.14903 | 0.14903 | 0.14903
LV Sub HH Metered | 0.014237 | 0.059246 | 0.059246 | 0.15394 | 0.15394 | 0.059246 | 0.15394 | 0.15394 | 0.15394
HV HH Metered | 0.012502 | 0.052026 | 0.052026 | 0.13518 | 0.13518 | 0.052026 | 0.13518 | 0.13518 | 0.13518
HV Sub HH Metered | 0.011579 | 0.048183 | 0.048183 | 0.1252 | 0.1252 | 0.048183 | 0.1252 | 0.1252 | 0.1252
LV Generation Non-Intermittent | -0.011579 | -0.048183 | -0.048183 | -0.1252 | -0.1252 | -0.048183 | -0.1252 | -0.1252 | -0.1252
LV Sub Generation Non-Intermittent | -0.011579 | -0.048183 | -0.048183 | -0.1252 | -0.1252 | -0.048183 | -0.1252 | -0.1252 | -0.1252
HV Generation Non-Intermittent | -0.011579 | -0.048183 | -0.048183 | -0.1252 | -0.1252 | -0.048183 | -0.1252 | -0.1252 | -0.1252
HV Sub Generation Non-Intermittent | -0.011579 | -0.048183 | -0.048183 | -0.1252 | -0.1252 | -0.048183 | -0.1252 | -0.1252 | -0.1252
LV UMS (Pseudo HH Metered) | 0.013978 | 0.058167 | 0.058167 | 0.15114 | 0.15114 | 0.058167 | 0.15114 | 0.15114 | 0.15114

## SMD
Forecast simultaneous maximum load for WPD West Midlands in 2013/14 (April Tariffs 2013/14)
2501. Contributions of users on one-rate multi tariffs to system simultaneous maximum load by network level (kW)
Data sources:
x1 = 2305. Rate 1 units (MWh) (in Equivalent volume for each end user)
x2 = 2437. Unit rate 1 pseudo load coefficient by network level (combined)
x3 = 2012. Loss adjustment factors between end user meter reading and each network level, scaled by network use
x4 = 1010. Days in the charging year (in Financial and general assumptions)
Calculation =(x1*x2)*x3/(24*x4)*1000
| GSPs | 132kV | 132kV/EHV | EHV | EHV/HV | 132kV/HV | HV | HV/LV | LV circuits
Domestic Off Peak (related MPAN) | 413.3246 | 1034.965 | 317.8666 | 411.9965 | 403.572 | 699.3328 | 1291.334 | 1282.7333 | 1251.7667
Small Non Domestic Off Peak (related MPAN) | 191.2824 | 255.5153 | 78.4759 | 91.9084 | 90.0291 | 172.6534 | 288.0716 | 286.1529 | 279.2449
NHH UMS category A | 9618.1023 | 9583.4931 | 2943.3577 | 2933.1062 | 2873.1303 | 6475.6303 | 9193.3301 | 9132.0995 | 8911.6403
NHH UMS category B | 7828.493 | 6533.5605 | 2006.6384 | 1945.0263 | 1905.2546 | 4414.7705 | 6096.3591 | 6055.7554 | 5909.5626
NHH UMS category C | 347.0305 | 285.6684 | 87.7367 | 82.415 | 80.7298 | 193.028 | 258.316 | 256.5956 | 250.401
NHH UMS category D | 547.4135 | 696.7325 | 213.986 | 218.6184 | 214.1481 | 470.7868 | 685.2228 | 680.659 | 664.2271
2502. Contributions of users on two-rate multi tariffs to system simultaneous maximum load by network level (kW)
Data sources:
x1 = 2305. Rate 1 units (MWh) (in Equivalent volume for each end user)
x2 = 2437. Unit rate 1 pseudo load coefficient by network level (combined)
x3 = 2305. Rate 2 units (MWh) (in Equivalent volume for each end user)
x4 = 2438. Unit rate 2 pseudo load coefficient by network level (combined)
x5 = 2012. Loss adjustment factors between end user meter reading and each network level, scaled by network use
x6 = 1010. Days in the charging year (in Financial and general assumptions)
Calculation =(x1*x2+x3*x4)*x5/(24*x6)*1000
| GSPs | 132kV | 132kV/EHV | EHV | EHV/HV | 132kV/HV | HV | HV/LV | LV circuits
Domestic Two Rate | 341627.2049 | 330147.8302 | 101397.5953 | 101783.308 | 99702.0525 | 223083.0943 | 319022.7278 | 316897.9333 | 309247.6582
Small Non Domestic Two Rate | 123038.1711 | 125477.1749 | 38537.5357 | 38281.762 | 37498.9802 | 84785.7653 | 119987.77 | 119188.6126 | 116311.2645
LV Medium Non-Domestic | 328900.5777 | 330578.6215 | 101529.9033 | 99545.3899 | 97509.8951 | 223374.1829 | 312008.3484 | 309930.2719 | 302448.204
LV Sub Medium Non-Domestic | 23.3267 | 23.4572 | 7.2044 | 7.0711 | 6.9265 | 15.8502 | 22.163 | 22.0154 | 0
HV Medium Non-Domestic | 8324.4007 | 8545.6118 | 2624.5954 | 2582.4161 | 2529.6111 | 5774.327 | 8094.1508 | 0 | 0
2503. Contributions of users on three-rate multi tariffs to system simultaneous maximum load by network level (kW)
Data sources:
x1 = 2305. Rate 1 units (MWh) (in Equivalent volume for each end user)
x2 = 2437. Unit rate 1 pseudo load coefficient by network level (combined)
x3 = 2305. Rate 2 units (MWh) (in Equivalent volume for each end user)
x4 = 2438. Unit rate 2 pseudo load coefficient by network level (combined)
x5 = 2305. Rate 3 units (MWh) (in Equivalent volume for each end user)
x6 = 2439. Unit rate 3 pseudo load coefficient by network level (combined)
x7 = 2012. Loss adjustment factors between end user meter reading and each network level, scaled by network use
x8 = 1010. Days in the charging year (in Financial and general assumptions)
Calculation =(x1*x2+x3*x4+x5*x6)*x7/(24*x8)*1000
| GSPs | 132kV | 132kV/EHV | EHV | EHV/HV | 132kV/HV | HV | HV/LV | LV circuits
LV HH Metered | 349146.1518 | 353406.491 | 108540.9779 | 106496.3981 | 104318.7697 | 238799.1267 | 333795.119 | 331571.9355 | 323567.4134
LV Sub HH Metered | 4034.3865 | 4035.0147 | 1239.2654 | 1219.4071 | 1194.4727 | 2726.4864 | 3822.0272 | 3796.5712 | 0
HV HH Metered | 1154819.0277 | 1173271.3756 | 360344.3221 | 355948.3183 | 348669.9204 | 792787.306 | 1115660.3737 | 0 | 0
HV Sub HH Metered | 0 | 0 | 0 | 0 | 0 | 0 | 0 | 0 | 0
LV Generation Non-Intermittent | -320.3207 | -323.695 | -99.4158 | -98.9127 | -96.8901 | -218.7229 | -310.0251 | -307.9603 | 0
LV Sub Generation Non-Intermittent | -0.00043342 | -0.0018 | -0.00055284 | -0.0014322 | -0.0014029 | -0.0012163 | -0.004489 | 0 | 0
HV Generation Non-Intermittent | -52339.3821 | -51935.9045 | -15950.963 | -15893.3877 | -15568.4012 | -35093.4376 | 0 | 0 | 0
HV Sub Generation Non-Intermittent | 0 | 0 | 0 | 0 | 0 | 0 | 0 | 0 | 0
LV UMS (Pseudo HH Metered) | 56038.1064 | 47216.4062 | 14501.4736 | 14069.3675 | 13781.6784 | 31904.441 | 44098.0755 | 43804.3681 | 42746.881
2504. Estimated contributions of users on each tariff to system simultaneous maximum load by network level (kW)
Data sources:
x1 = 2407. All units (MWh)
x2 = 2302. Load coefficient
x3 = 2012. Loss adjustment factors between end user meter reading and each network level, scaled by network use
x4 = 1010. Days in the charging year (in Financial and general assumptions)
Calculation =x1*x2*x3/(24*x4)*1000
| GSPs | 132kV | 132kV/EHV | EHV | EHV/HV | 132kV/HV | HV | HV/LV | LV circuits
Domestic Unrestricted | 1974496.2184 | 1970555.1081 | 605212.3655 | 603407.5573 | 591069.1359 | 1331517.25 | 1891279.9026 | 1878683.3667 | 1833329.8221
Domestic Two Rate | 347465.1842 | 346771.6409 | 106503.2306 | 106185.6265 | 104014.3528 | 234315.9142 | 332821.0577 | 330604.3618 | 322623.198
Domestic Off Peak (related MPAN) | 0 | 0 | 0 | 0 | 0 | 0 | 0 | 0 | 0
Small Non Domestic Unrestricted | 361507.3757 | 360785.804 | 110807.3705 | 110476.931 | 108217.909 | 243785.3779 | 346271.4326 | 343965.1529 | 335661.4444
Small Non Domestic Two Rate | 121596.2219 | 121353.5149 | 37271.0448 | 37159.8986 | 36400.0565 | 81999.3807 | 116471.4769 | 115695.7392 | 112902.713
Small Non Domestic Off Peak (related MPAN) | 0 | 0 | 0 | 0 | 0 | 0 | 0 | 0 | 0
LV Medium Non-Domestic | 327153.902 | 326500.9002 | 100277.5215 | 99978.4831 | 97934.1324 | 220618.8393 | 313365.8065 | 311278.6888 | 303764.0687
LV Sub Medium Non-Domestic | 23.1992 | 23.1529 | 7.1109 | 7.0897 | 6.9447 | 15.6446 | 22.2215 | 22.0735 | 0
HV Medium Non-Domestic | 8189.7462 | 8173.3994 | 2510.2786 | 2502.7927 | 2451.6158 | 5522.8206 | 7844.5845 | 0 | 0
LV HH Metered | 346021.8759 | 345331.2135 | 106060.8352 | 105744.5504 | 103582.2957 | 233342.6078 | 331438.5784 | 329231.0903 | 321283.0788
LV Sub HH Metered | 4024.76 | 4016.7266 | 1233.6486 | 1229.9698 | 1204.8194 | 2714.129 | 3855.1341 | 3829.4577 | 0
HV HH Metered | 1142964.3449 | 1140682.9789 | 350335.5177 | 349290.7796 | 342148.5144 | 770767.1087 | 1094793.4338 | 0 | 0
HV Sub HH Metered | 0 | 0 | 0 | 0 | 0 | 0 | 0 | 0 | 0
NHH UMS category A | 7912.0838 | 7896.2912 | 2425.171 | 2417.9389 | 2368.4971 | 5335.5767 | 7578.6243 | 7528.1482 | 7346.4102
NHH UMS category B | 8848.5263 | 8830.8646 | 2712.2045 | 2704.1164 | 2648.8229 | 5967.0742 | 8475.5999 | 8419.1497 | 8215.9019
NHH UMS category C | 370.4421 | 369.7027 | 113.546 | 113.2074 | 110.8925 | 249.8106 | 354.8296 | 352.4664 | 343.9574
NHH UMS category D | 78.8069 | 78.6496 | 24.1555 | 24.0834 | 23.591 | 53.144 | 75.4855 | 74.9827 | 73.1726
LV UMS (Pseudo HH Metered) | 62064.5535 | 61940.6722 | 19023.7058 | 18966.9751 | 18579.1402 | 41853.7259 | 59448.806 | 59052.8578 | 57627.2549
LV Generation NHH | -54.6662 | -54.5571 | -16.756 | -16.706 | -16.3644 | -36.8646 | -52.3623 | -52.0135 | 0
LV Sub Generation NHH | 0 | 0 | 0 | 0 | 0 | 0 | 0 | 0 | 0
LV Generation Intermittent | -5.7385 | -5.727 | -1.7589 | -1.7537 | -1.7178 | -3.8698 | -5.4966 | -5.46 | 0
LV Generation Non-Intermittent | -313.8208 | -313.1944 | -96.1907 | -95.9039 | -93.9429 | -211.6276 | -300.5947 | -298.5926 | 0
LV Sub Generation Intermittent | 0 | 0 | 0 | 0 | 0 | 0 | 0 | 0 | 0
LV Sub Generation Non-Intermittent | -0.037433 | -0.037358 | -0.011474 | -0.01144 | -0.011206 | -0.025243 | -0.035855 | 0 | 0
HV Generation Intermittent | -117.7172 | -117.4822 | -36.0821 | -35.9745 | -35.2389 | -79.3835 | 0 | 0 | 0
HV Generation Non-Intermittent | -51776.62 | -51673.2734 | -15870.3017 | -15822.9747 | -15499.428 | -34915.976 | 0 | 0 | 0
HV Sub Generation Intermittent | 0 | 0 | 0 | 0 | 0 | 0 | 0 | 0 | 0
HV Sub Generation Non-Intermittent | 0 | 0 | 0 | 0 | 0 | 0 | 0 | 0 | 0
2505. Contributions of users on each tariff to system simultaneous maximum load by network level (kW)
Data sources:
x1 = 2501. Contributions of users on one-rate multi tariffs to system simultaneous maximum load by network level (kW)
x2 = 2502. Contributions of users on two-rate multi tariffs to system simultaneous maximum load by network level (kW)
x3 = 2503. Contributions of users on three-rate multi tariffs to system simultaneous maximum load by network level (kW)
x4 = 2504. Estimated contributions of users on each tariff to system simultaneous maximum load by network level (kW)
Combine tables = x1 or x2 or x3 or x4
| GSPs | 132kV | 132kV/EHV | EHV | EHV/HV | 132kV/HV | HV | HV/LV | LV circuits
Domestic Unrestricted | 1974496.2184 | 1970555.1081 | 605212.3655 | 603407.5573 | 591069.1359 | 1331517.25 | 1891279.9026 | 1878683.3667 | 1833329.8221
Domestic Two Rate | 341627.2049 | 330147.8302 | 101397.5953 | 101783.308 | 99702.0525 | 223083.0943 | 319022.7278 | 316897.9333 | 309247.6582
Domestic Off Peak (related MPAN) | 413.3246 | 1034.965 | 317.8666 | 411.9965 | 403.572 | 699.3328 | 1291.334 | 1282.7333 | 1251.7667
Small Non Domestic Unrestricted | 361507.3757 | 360785.804 | 110807.3705 | 110476.931 | 108217.909 | 243785.3779 | 346271.4326 | 343965.1529 | 335661.4444
Small Non Domestic Two Rate | 123038.1711 | 125477.1749 | 38537.5357 | 38281.762 | 37498.9802 | 84785.7653 | 119987.77 | 119188.6126 | 116311.2645
Small Non Domestic Off Peak (related MPAN) | 191.2824 | 255.5153 | 78.4759 | 91.9084 | 90.0291 | 172.6534 | 288.0716 | 286.1529 | 279.2449
LV Medium Non-Domestic | 328900.5777 | 330578.6215 | 101529.9033 | 99545.3899 | 97509.8951 | 223374.1829 | 312008.3484 | 309930.2719 | 302448.204
LV Sub Medium Non-Domestic | 23.3267 | 23.4572 | 7.2044 | 7.0711 | 6.9265 | 15.8502 | 22.163 | 22.0154 | 0
HV Medium Non-Domestic | 8324.4007 | 8545.6118 | 2624.5954 | 2582.4161 | 2529.6111 | 5774.327 | 8094.1508 | 0 | 0
LV HH Metered | 349146.1518 | 353406.491 | 108540.9779 | 106496.3981 | 104318.7697 | 238799.1267 | 333795.119 | 331571.9355 | 323567.4134
LV Sub HH Metered | 4034.3865 | 4035.0147 | 1239.2654 | 1219.4071 | 1194.4727 | 2726.4864 | 3822.0272 | 3796.5712 | 0
HV HH Metered | 1154819.0277 | 1173271.3756 | 360344.3221 | 355948.3183 | 348669.9204 | 792787.306 | 1115660.3737 | 0 | 0
HV Sub HH Metered | 0 | 0 | 0 | 0 | 0 | 0 | 0 | 0 | 0
NHH UMS category A | 9618.1023 | 9583.4931 | 2943.3577 | 2933.1062 | 2873.1303 | 6475.6303 | 9193.3301 | 9132.0995 | 8911.6403
NHH UMS category B | 7828.493 | 6533.5605 | 2006.6384 | 1945.0263 | 1905.2546 | 4414.7705 | 6096.3591 | 6055.7554 | 5909.5626
NHH UMS category C | 347.0305 | 285.6684 | 87.7367 | 82.415 | 80.7298 | 193.028 | 258.316 | 256.5956 | 250.401
NHH UMS category D | 547.4135 | 696.7325 | 213.986 | 218.6184 | 214.1481 | 470.7868 | 685.2228 | 680.659 | 664.2271
LV UMS (Pseudo HH Metered) | 56038.1064 | 47216.4062 | 14501.4736 | 14069.3675 | 13781.6784 | 31904.441 | 44098.0755 | 43804.3681 | 42746.881
LV Generation NHH | -54.6662 | -54.5571 | -16.756 | -16.706 | -16.3644 | -36.8646 | -52.3623 | -52.0135 | 0
LV Sub Generation NHH | 0 | 0 | 0 | 0 | 0 | 0 | 0 | 0 | 0
LV Generation Intermittent | -5.7385 | -5.727 | -1.7589 | -1.7537 | -1.7178 | -3.8698 | -5.4966 | -5.46 | 0
LV Generation Non-Intermittent | -320.3207 | -323.695 | -99.4158 | -98.9127 | -96.8901 | -218.7229 | -310.0251 | -307.9603 | 0
LV Sub Generation Intermittent | 0 | 0 | 0 | 0 | 0 | 0 | 0 | 0 | 0
LV Sub Generation Non-Intermittent | -0.00043342 | -0.0018 | -0.00055284 | -0.0014322 | -0.0014029 | -0.0012163 | -0.004489 | 0 | 0
HV Generation Intermittent | -117.7172 | -117.4822 | -36.0821 | -35.9745 | -35.2389 | -79.3835 | 0 | 0 | 0
HV Generation Non-Intermittent | -52339.3821 | -51935.9045 | -15950.963 | -15893.3877 | -15568.4012 | -35093.4376 | 0 | 0 | 0
HV Sub Generation Intermittent | 0 | 0 | 0 | 0 | 0 | 0 | 0 | 0 | 0
HV Sub Generation Non-Intermittent | 0 | 0 | 0 | 0 | 0 | 0 | 0 | 0 | 0
2506. Forecast system simultaneous maximum load (kW) from forecast units
Data sources:
x1 = 2505. Contributions of users on each tariff to system simultaneous maximum load by network level (kW)
Cell summation =SUM(x1)
| GSPs | 132kV | 132kV/EHV | EHV | EHV/HV | 132kV/HV | HV | HV/LV | LV circuits
Forecast system simultaneous maximum load (kW) from forecast units | 4668062.7687 | 4669995.4625 | 1434285.694 | 1423454.2613 | 1394347.6016 | 3155547.1299 | 4511506.8357 | 3365188.7894 | 3280579.5302

## AMD
Forecast aggregate maximum load for WPD West Midlands in 2013/14 (April Tariffs 2013/14)
2601. Pre-processing of data for standing charge factors
Data sources:
x1 = Standing charges factors (in Pre-processing of data for standing charge factors)
x2 = 1018. Proportion of relevant load going through 132kV/HV direct transformation
x3 = Standing charges factors for 132kV/HV (in Pre-processing of data for standing charge factors)
Kind: | Fixed data | [7 empty] | Fixed data | Calculation
Formula: | [9 empty] | =x1+0.2*x2*x3
Standing charges factors
| GSPs | 132kV | 132kV/EHV | EHV | EHV/HV | HV | HV/LV | LV circuits | Standing charges factors for 132kV/HV | Adjusted standing charges factors for 132kV
Domestic Unrestricted | 0 | 0 | 0 | 0 | 0 | 0 | 0 | 1 | 0 | 0
Domestic Two Rate | 0 | 0 | 0 | 0 | 0 | 0 | 0 | 1 | 0 | 0
Domestic Off Peak (related MPAN) | 0 | 0 | 0 | 0 | 0 | 0 | 0 | 1 | 0 | 0
Small Non Domestic Unrestricted | 0 | 0 | 0 | 0 | 0 | 0 | 0 | 1 | 0 | 0
Small Non Domestic Two Rate | 0 | 0 | 0 | 0 | 0 | 0 | 0 | 1 | 0 | 0
Small Non Domestic Off Peak (related MPAN) | 0 | 0 | 0 | 0 | 0 | 0 | 0 | 1 | 0 | 0
LV Medium Non-Domestic | 0 | 0 | 0 | 0 | 0 | 0 | 0 | 1 | 0 | 0
LV Sub Medium Non-Domestic | 0 | 0 | 0 | 0 | 0 | 0 | 1 | 0 | 0 | 0
HV Medium Non-Domestic | 0 | 0 | 0 | 0.2 | 1 | 1 | 0 | 0 | 1 | 0.13851
LV HH Metered | 0 | 0 | 0 | 0 | 0 | 0.2 | 1 | 1 | 0 | 0
LV Sub HH Metered | 0 | 0 | 0 | 0 | 0 | 1 | 1 | 0 | 0 | 0
HV HH Metered | 0 | 0 | 0 | 0.2 | 1 | 1 | 0 | 0 | 1 | 0.13851
HV Sub HH Metered | 0 | 0 | 0 | 1 | 1 | 0 | 0 | 0 | 0 | 0
NHH UMS category A | 0 | 0 | 0 | 0 | 0 | 0 | 0 | 0 | 0 | 0
NHH UMS category B | 0 | 0 | 0 | 0 | 0 | 0 | 0 | 0 | 0 | 0
NHH UMS category C | 0 | 0 | 0 | 0 | 0 | 0 | 0 | 0 | 0 | 0
NHH UMS category D | 0 | 0 | 0 | 0 | 0 | 0 | 0 | 0 | 0 | 0
LV UMS (Pseudo HH Metered) | 0 | 0 | 0 | 0 | 0 | 0 | 0 | 0 | 0 | 0
2602. Standing charges factors adapted to use 132kV/HV
Data sources:
x1 = 2601. Standing charges factors for 132kV/HV (in Pre-processing of data for standing charge factors)
x2 = 2601. Adjusted standing charges factors for 132kV (in Pre-processing of data for standing charge factors)
x3 = 2601. Standing charges factors (in Pre-processing of data for standing charge factors)
Combine tables = x1 or x2 or x3
| GSPs | 132kV | 132kV/EHV | EHV | EHV/HV | 132kV/HV | HV | HV/LV | LV circuits
Domestic Unrestricted | 0 | 0 | 0 | 0 | 0 | 0 | 0 | 0 | 1
Domestic Two Rate | 0 | 0 | 0 | 0 | 0 | 0 | 0 | 0 | 1
Domestic Off Peak (related MPAN) | 0 | 0 | 0 | 0 | 0 | 0 | 0 | 0 | 1
Small Non Domestic Unrestricted | 0 | 0 | 0 | 0 | 0 | 0 | 0 | 0 | 1
Small Non Domestic Two Rate | 0 | 0 | 0 | 0 | 0 | 0 | 0 | 0 | 1
Small Non Domestic Off Peak (related MPAN) | 0 | 0 | 0 | 0 | 0 | 0 | 0 | 0 | 1
LV Medium Non-Domestic | 0 | 0 | 0 | 0 | 0 | 0 | 0 | 0 | 1
LV Sub Medium Non-Domestic | 0 | 0 | 0 | 0 | 0 | 0 | 0 | 1 | 0
HV Medium Non-Domestic | 0 | 0.13851 | 0 | 0.2 | 1 | 1 | 1 | 0 | 0
LV HH Metered | 0 | 0 | 0 | 0 | 0 | 0 | 0.2 | 1 | 1
LV Sub HH Metered | 0 | 0 | 0 | 0 | 0 | 0 | 1 | 1 | 0
HV HH Metered | 0 | 0.13851 | 0 | 0.2 | 1 | 1 | 1 | 0 | 0
HV Sub HH Metered | 0 | 0 | 0 | 1 | 1 | 0 | 0 | 0 | 0
NHH UMS category A | 0 | 0 | 0 | 0 | 0 | 0 | 0 | 0 | 0
NHH UMS category B | 0 | 0 | 0 | 0 | 0 | 0 | 0 | 0 | 0
NHH UMS category C | 0 | 0 | 0 | 0 | 0 | 0 | 0 | 0 | 0
NHH UMS category D | 0 | 0 | 0 | 0 | 0 | 0 | 0 | 0 | 0
LV UMS (Pseudo HH Metered) | 0 | 0 | 0 | 0 | 0 | 0 | 0 | 0 | 0
2603. Capacity-based contributions to chargeable aggregate maximum load by network level (kW)
Data sources:
x1 = 2305. Import capacity (kVA) (in Equivalent volume for each end user)
x2 = 1010. Power factor for all flows in the network model (in Financial and general assumptions)
x3 = 2602. Standing charges factors adapted to use 132kV/HV
x4 = 2012. Loss adjustment factors between end user meter reading and each network level, scaled by network use
Calculation =x1*x2*x3*x4
| GSPs | 132kV | 132kV/EHV | EHV | EHV/HV | 132kV/HV | HV | HV/LV | LV circuits
LV HH Metered | 0 | 0 | 0 | 0 | 0 | 0 | 194532.8024 | 966185.7548 | 942860.9362
LV Sub HH Metered | 0 | 0 | 0 | 0 | 0 | 0 | 16258.2854 | 16150 | 0
HV HH Metered | 0 | 394594.5861 | 0 | 174466.6203 | 854495.7159 | 1924945.3519 | 2734181.9699 | 0 | 0
HV Sub HH Metered | 0 | 0 | 0 | 0 | 0 | 0 | 0 | 0 | 0
2604. Unit-based contributions to chargeable aggregate maximum load (kW)
Data sources:
x1 = 2407. All units (MWh)
x2 = 1041. Load factor for each type of demand user (in Load profile data for demand users)
x3 = 2602. Standing charges factors adapted to use 132kV/HV
x4 = 2012. Loss adjustment factors between end user meter reading and each network level, scaled by network use
x5 = 1010. Days in the charging year (in Financial and general assumptions)
Calculation =x1/x2*x3*x4/(24*x5)*1000
| GSPs | 132kV | 132kV/EHV | EHV | EHV/HV | 132kV/HV | HV | HV/LV | LV circuits
Domestic Unrestricted | 0 | 0 | 0 | 0 | 0 | 0 | 0 | 0 | 1998721.9111
Domestic Two Rate | 0 | 0 | 0 | 0 | 0 | 0 | 0 | 0 | 804944.4482
Domestic Off Peak (related MPAN) | 0 | 0 | 0 | 0 | 0 | 0 | 0 | 0 | 27663.1593
Small Non Domestic Unrestricted | 0 | 0 | 0 | 0 | 0 | 0 | 0 | 0 | 541318.9774
Small Non Domestic Two Rate | 0 | 0 | 0 | 0 | 0 | 0 | 0 | 0 | 182467.4275
Small Non Domestic Off Peak (related MPAN) | 0 | 0 | 0 | 0 | 0 | 0 | 0 | 0 | 3910.6846
LV Medium Non-Domestic | 0 | 0 | 0 | 0 | 0 | 0 | 0 | 0 | 377439.15
LV Sub Medium Non-Domestic | 0 | 0 | 0 | 0 | 0 | 0 | 0 | 27.4272 | 0
HV Medium Non-Domestic | 0 | 1853.4588 | 0 | 819.491 | 4013.6705 | 9041.7028 | 12842.7858 | 0 | 0
LV HH Metered | 0 | 0 | 0 | 0 | 0 | 0 | 86997.301 | 432089.3544 | 421658.2279
LV Sub HH Metered | 0 | 0 | 0 | 0 | 0 | 0 | 5059.5538 | 5025.8556 | 0
HV HH Metered | 0 | 204505.1767 | 0 | 90420.2142 | 442856.5507 | 997634.7955 | 1417035.0696 | 0 | 0
HV Sub HH Metered | 0 | 0 | 0 | 0 | 0 | 0 | 0 | 0 | 0
NHH UMS category A | 0 | 0 | 0 | 0 | 0 | 0 | 0 | 0 | 0
NHH UMS category B | 0 | 0 | 0 | 0 | 0 | 0 | 0 | 0 | 0
NHH UMS category C | 0 | 0 | 0 | 0 | 0 | 0 | 0 | 0 | 0
NHH UMS category D | 0 | 0 | 0 | 0 | 0 | 0 | 0 | 0 | 0
LV UMS (Pseudo HH Metered) | 0 | 0 | 0 | 0 | 0 | 0 | 0 | 0 | 0
2605. Contributions to aggregate maximum load by network level (kW)
Data sources:
x1 = 2603. Capacity-based contributions to chargeable aggregate maximum load by network level (kW)
x2 = 2604. Unit-based contributions to chargeable aggregate maximum load (kW)
Combine tables = x1 or x2
| GSPs | 132kV | 132kV/EHV | EHV | EHV/HV | 132kV/HV | HV | HV/LV | LV circuits
Domestic Unrestricted | 0 | 0 | 0 | 0 | 0 | 0 | 0 | 0 | 1998721.9111
Domestic Two Rate | 0 | 0 | 0 | 0 | 0 | 0 | 0 | 0 | 804944.4482
Small Non Domestic Unrestricted | 0 | 0 | 0 | 0 | 0 | 0 | 0 | 0 | 541318.9774
Small Non Domestic Two Rate | 0 | 0 | 0 | 0 | 0 | 0 | 0 | 0 | 182467.4275
LV Medium Non-Domestic | 0 | 0 | 0 | 0 | 0 | 0 | 0 | 0 | 377439.15
LV Sub Medium Non-Domestic | 0 | 0 | 0 | 0 | 0 | 0 | 0 | 27.4272 | 0
HV Medium Non-Domestic | 0 | 1853.4588 | 0 | 819.491 | 4013.6705 | 9041.7028 | 12842.7858 | 0 | 0
LV HH Metered | 0 | 0 | 0 | 0 | 0 | 0 | 194532.8024 | 966185.7548 | 942860.9362
LV Sub HH Metered | 0 | 0 | 0 | 0 | 0 | 0 | 16258.2854 | 16150 | 0
HV HH Metered | 0 | 394594.5861 | 0 | 174466.6203 | 854495.7159 | 1924945.3519 | 2734181.9699 | 0 | 0
HV Sub HH Metered | 0 | 0 | 0 | 0 | 0 | 0 | 0 | 0 | 0
NHH UMS category A | 0 | 0 | 0 | 0 | 0 | 0 | 0 | 0 | 0
NHH UMS category B | 0 | 0 | 0 | 0 | 0 | 0 | 0 | 0 | 0
NHH UMS category C | 0 | 0 | 0 | 0 | 0 | 0 | 0 | 0 | 0
NHH UMS category D | 0 | 0 | 0 | 0 | 0 | 0 | 0 | 0 | 0
LV UMS (Pseudo HH Metered) | 0 | 0 | 0 | 0 | 0 | 0 | 0 | 0 | 0
2606. Forecast chargeable aggregate maximum load (kW)
Data sources:
x1 = 2605. Contributions to aggregate maximum load by network level (kW)
Cell summation =SUM(x1)
| GSPs | 132kV | 132kV/EHV | EHV | EHV/HV | 132kV/HV | HV | HV/LV | LV circuits
Forecast chargeable aggregate maximum load (kW) | 0 | 396448.0449 | 0 | 175286.1113 | 858509.3864 | 1933987.0547 | 2957815.8436 | 982363.182 | 4847752.8505
2607. Forecast simultaneous load subject to standing charge factors (kW)
Data sources:
x1 = 2505. Contributions of users on each tariff to system simultaneous maximum load by network level (kW)
x2 = 2602. Standing charges factors adapted to use 132kV/HV
Calculation =x1*x2
| GSPs | 132kV | 132kV/EHV | EHV | EHV/HV | 132kV/HV | HV | HV/LV | LV circuits
Domestic Unrestricted | 0 | 0 | 0 | 0 | 0 | 0 | 0 | 0 | 1833329.8221
Domestic Two Rate | 0 | 0 | 0 | 0 | 0 | 0 | 0 | 0 | 309247.6582
Domestic Off Peak (related MPAN) | 0 | 0 | 0 | 0 | 0 | 0 | 0 | 0 | 1251.7667
Small Non Domestic Unrestricted | 0 | 0 | 0 | 0 | 0 | 0 | 0 | 0 | 335661.4444
Small Non Domestic Two Rate | 0 | 0 | 0 | 0 | 0 | 0 | 0 | 0 | 116311.2645
Small Non Domestic Off Peak (related MPAN) | 0 | 0 | 0 | 0 | 0 | 0 | 0 | 0 | 279.2449
LV Medium Non-Domestic | 0 | 0 | 0 | 0 | 0 | 0 | 0 | 0 | 302448.204
LV Sub Medium Non-Domestic | 0 | 0 | 0 | 0 | 0 | 0 | 0 | 22.0154 | 0
HV Medium Non-Domestic | 0 | 1183.6794 | 0 | 516.4832 | 2529.6111 | 5774.327 | 8094.1508 | 0 | 0
LV HH Metered | 0 | 0 | 0 | 0 | 0 | 0 | 66759.0238 | 331571.9355 | 323567.4134
LV Sub HH Metered | 0 | 0 | 0 | 0 | 0 | 0 | 3822.0272 | 3796.5712 | 0
HV HH Metered | 0 | 162513.4857 | 0 | 71189.6637 | 348669.9204 | 792787.306 | 1115660.3737 | 0 | 0
HV Sub HH Metered | 0 | 0 | 0 | 0 | 0 | 0 | 0 | 0 | 0
NHH UMS category A | 0 | 0 | 0 | 0 | 0 | 0 | 0 | 0 | 0
NHH UMS category B | 0 | 0 | 0 | 0 | 0 | 0 | 0 | 0 | 0
NHH UMS category C | 0 | 0 | 0 | 0 | 0 | 0 | 0 | 0 | 0
NHH UMS category D | 0 | 0 | 0 | 0 | 0 | 0 | 0 | 0 | 0
LV UMS (Pseudo HH Metered) | 0 | 0 | 0 | 0 | 0 | 0 | 0 | 0 | 0
2608. Forecast simultaneous load replaced by standing charge (kW)
Data sources:
x1 = 2607. Forecast simultaneous load subject to standing charge factors (kW)
Cell summation =SUM(x1)
| GSPs | 132kV | 132kV/EHV | EHV | EHV/HV | 132kV/HV | HV | HV/LV | LV circuits
Forecast simultaneous load replaced by standing charge (kW) | 0 | 163697.1651 | 0 | 71706.1469 | 351199.5315 | 798561.633 | 1194335.5754 | 335390.5222 | 3222096.8182
2609. Calculated LV diversity allowance
Data sources:
x1 = 2606. Forecast chargeable aggregate maximum load (kW)
x2 = 2608. Forecast simultaneous load replaced by standing charge (kW)
Calculation =x1/x2-1
LV circuits
Calculated LV diversity allowance | 50.45%
2610. Network level mapping for diversity allowances
| GSPs | 132kV | 132kV/EHV | EHV | EHV/HV | 132kV/HV | HV | HV/LV | LV circuits
GSPs | 100% | 0% | 0% | 0% | 0% | 0% | 0% | 0% | 0%
132kV | 0% | 100% | 0% | 0% | 0% | 0% | 0% | 0% | 0%
132kV/EHV | 0% | 0% | 100% | 0% | 0% | 100% | 0% | 0% | 0%
EHV | 0% | 0% | 0% | 100% | 0% | 0% | 0% | 0% | 0%
EHV/HV | 0% | 0% | 0% | 0% | 100% | 0% | 0% | 0% | 0%
HV | 0% | 0% | 0% | 0% | 0% | 0% | 100% | 0% | 0%
HV/LV | 0% | 0% | 0% | 0% | 0% | 0% | 0% | 100% | 0%
LV circuits | 0% | 0% | 0% | 0% | 0% | 0% | 0% | 0% | 100%
2611. Diversity allowances including 132kV/HV
Data sources:
x1 = 2104. Diversity allowance between level exit and GSP Group (in Diversity calculations)
x2 = 2610. Network level mapping for diversity allowances
Sum-product calculation =SUMPRODUCT(x1, x2)
Diversity allowances including 132kV/HV
GSPs | 5.649%
132kV | 8.35%
132kV/EHV | 8.35%
EHV | 11.24%
EHV/HV | 11.24%
132kV/HV | 8.35%
HV | 49.06%
HV/LV | 49.06%
LV circuits | 0%
2612. Diversity allowances (including calculated LV value)
Data sources:
x1 = 2609. Calculated LV diversity allowance
x2 = 2611. Diversity allowances including 132kV/HV
Combine tables = x1 or x2
| GSPs | 132kV | 132kV/EHV | EHV | EHV/HV | 132kV/HV | HV | HV/LV | LV circuits
Diversity allowances (including calculated LV value) | 5.649% | 8.35% | 8.35% | 11.24% | 11.24% | 8.35% | 49.06% | 49.06% | 50.45%
2613. Forecast simultaneous maximum load (kW) adjusted for standing charges
Data sources:
x1 = 2506. Forecast system simultaneous maximum load (kW) from forecast units
x2 = 2608. Forecast simultaneous load replaced by standing charge (kW)
x3 = 2606. Forecast chargeable aggregate maximum load (kW)
x4 = 2612. Diversity allowances (including calculated LV value)
Calculation =x1-x2+x3/(1+x4)
| GSPs | 132kV | 132kV/EHV | EHV | EHV/HV | 132kV/HV | HV | HV/LV | LV circuits
Forecast simultaneous maximum load (kW) adjusted for standing charges | 4668062.7687 | 4872192.8734 | 1434285.694 | 1509328.6495 | 1814939.7855 | 4141923.9832 | 5301535.5235 | 3688854.3055 | 3280579.5302

## Otex
Other expenditure for WPD West Midlands in 2013/14 (April Tariffs 2013/14)
2701. Operating expenditure coded by network level (£/year)
Data sources:
x1 = 1055. Transmission exit charges (£/year)
x2 = Zero for levels other than transmission exit
Combine tables = x1 or x2
| Transmission exit | Operating 132kV | Operating 132kV/EHV | Operating EHV | Operating EHV/HV | Operating 132kV/HV | Operating HV | Operating HV/LV | Operating LV circuits | Operating LV customer | Operating HV customer
Operating expenditure coded by network level (£/year) | 13164424.7875 | 0 | 0 | 0 | 0 | 0 | 0 | 0 | 0 | 0 | 0
2702. Network model assets (£) scaled by load forecast
Data sources:
x1 = 2108. GSP simultaneous maximum load assumed through each network level (MW)
x2 = 2613. Forecast simultaneous maximum load (kW) adjusted for standing charges
x3 = 1020. Gross asset cost by network level (£)
Calculation =IF(x1,x2*x3/x1/1000,0)
| Assets 132kV | Assets 132kV/EHV | Assets EHV | Assets EHV/HV | Assets 132kV/HV | Assets HV | Assets HV/LV | Assets LV circuits
Network model assets (£) scaled by load forecast | 714755027.23 | 106839902.8222 | 129882355.607 | 272425849.5024 | 255134497.2395 | 1269355989.5321 | 557563553.7973 | 706782150.2384
2703. Annual consumption by tariff for unmetered users (MWh)
Data sources:
x1 = 2407. All units (MWh)
Copy cells = x1
Annual consumption by tariff for unmetered users (MWh)
NHH UMS category A | 64354.5532
NHH UMS category B | 34091.5776
NHH UMS category C | 777.3713
NHH UMS category D | 5527.054
LV UMS (Pseudo HH Metered) | 247735.3643
2704. Total unmetered units
Data sources:
x1 = 2703. Annual consumption by tariff for unmetered users (MWh)
Cell summation =SUM(x1)
Total unmetered units
Total unmetered units | 352485.9203
2705. Service model asset data
Data sources:
x1 = 2205. Service model assets by tariff (£)
x2 = 2305. MPANs (in Equivalent volume for each end user)
x3 = 2202. Asset £/(MWh/year) from LV service models
x4 = 2704. Total unmetered units
x5 = Service model assets (£) scaled by annual MWh (in Service model asset data)
x6 = Service model assets (£) scaled by user count (in Service model asset data)
x7 = Service model assets (£) scaled by annual MWh (in Service model asset data)
Kind: | Sum-product calculation |  | Calculation | Copy cells |  | Calculation
Formula: | =SUMPRODUCT(x1, x2) |  | =x3*x4 | = x5 |  | =x6+x7
| Service model assets (£) scaled by user count |  |  | Service model assets (£) scaled by annual MWh |  | Service model assets (£)
| Assets LV customer | Assets HV customer | Service model assets (£) scaled by annual MWh | Assets LV customer | Assets HV customer | Assets LV customer | Assets HV customer
Service model asset data | 641570488.585 | 35268227.035 | 77459967.5293 | 77459967.5293 |  | 719030456.1143 | 35268227.035
2706. Data for allocation of operating expenditure
Data sources:
x1 = 2702. Network model assets (£) scaled by load forecast
x2 = 2705. Service model assets (£) (in Service model asset data)
x3 = Model assets (£) scaled by demand forecast (in Data for allocation of operating expenditure)
Kind: | Combine tables | [10 empty] | Cell summation
Formula: | = x1 or x2 | [10 empty] | =SUM(x3)
Model assets (£) scaled by demand forecast
| GSPs | Assets 132kV | Assets 132kV/EHV | Assets EHV | Assets EHV/HV | Assets 132kV/HV | Assets HV | Assets HV/LV | Assets LV circuits | Assets LV customer | Assets HV customer | Denominator for allocation of operating expenditure
Data for allocation of operating expenditure |  | 714755027.23 | 106839902.8222 | 129882355.607 | 272425849.5024 | 255134497.2395 | 1269355989.5321 | 557563553.7973 | 706782150.2384 | 719030456.1143 | 35268227.035 | 4767038009.1182
2707. Amount of expenditure to be allocated according to asset values (£/year)
Data sources:
x1 = 1059. Direct cost (£/year) (in Other expenditure)
x2 = 1059. Network rates (£/year) (in Other expenditure)
x3 = 1059. Indirect cost (£/year) (in Other expenditure)
x4 = 1059. Indirect cost proportion (in Other expenditure)
Calculation =x1+x2+x3*x4
Amount of expenditure to be allocated according to asset values (£/year)
Other expenditure | 138297894.9319
2708. Total operating expenditure by network level (£/year)
Data sources:
x1 = 2701. Operating expenditure coded by network level (£/year)
x2 = 2707. Amount of expenditure to be allocated according to asset values (£/year)
x3 = 2706. Denominator for allocation of operating expenditure (in Data for allocation of operating expenditure)
x4 = 2706. Model assets (£) scaled by demand forecast (in Data for allocation of operating expenditure)
Calculation =x1+x2/x3*x4
| Transmission exit | Operating 132kV | Operating 132kV/EHV | Operating EHV | Operating EHV/HV | Operating 132kV/HV | Operating HV | Operating HV/LV | Operating LV circuits | Operating LV customer | Operating HV customer
Total operating expenditure by network level (£/year) | 13164424.7875 | 20735961.2969 | 3099562.7949 | 3768053.9435 | 7903423.7695 | 7401779.4331 | 36825647.485 | 16175634.7722 | 20504657.8958 | 20859996.9797 | 1023176.5611
2709. Operating expenditure percentage by network level
Data sources:
x1 = 2706. Model assets (£) scaled by demand forecast (in Data for allocation of operating expenditure)
x2 = 2708. Total operating expenditure by network level (£/year)
Calculation =IF(x1="","",IF(x1>0,x2/x1,0))
| Transmission exit | Operating 132kV | Operating 132kV/EHV | Operating EHV | Operating EHV/HV | Operating 132kV/HV | Operating HV | Operating HV/LV | Operating LV circuits | Operating LV customer | Operating HV customer
Operating expenditure percentage by network level |  | 2.901% | 2.901% | 2.901% | 2.901% | 2.901% | 2.901% | 2.901% | 2.901% | 2.901% | 2.901%
2710. Unit operating expenditure based on simultaneous maximum load (£/kW/year)
Data sources:
x1 = 2613. Forecast simultaneous maximum load (kW) adjusted for standing charges
x2 = 2708. Total operating expenditure by network level (£/year)
Calculation =IF(x1>0,x2/x1,0)
| Transmission exit | Operating 132kV | Operating 132kV/EHV | Operating EHV | Operating EHV/HV | Operating 132kV/HV | Operating HV | Operating HV/LV | Operating LV circuits
Unit operating expenditure based on simultaneous maximum load (£/kW/year) | 2.8201 | 4.256 | 2.161 | 2.4965 | 4.3546 | 1.787 | 6.9462 | 4.385 | 6.2503
2711. Operating expenditure for customer assets p/MPAN/day
Data sources:
x1 = 1010. Days in the charging year (in Financial and general assumptions)
x2 = 2709. Operating expenditure percentage by network level
x3 = 2205. Service model assets by tariff (£)
x4 = Operating expenditure p/MPAN/day by level (in Operating expenditure for customer assets p/MPAN/day)
Kind: | Calculation |  | Cell summation
Formula: | =100/x1*x2*x3 |  | =SUM(x4)
Operating expenditure p/MPAN/day by level
| Operating LV customer | Operating HV customer | Operating expenditure for customer assets p/MPAN/day total
Domestic Unrestricted | 1.8638 | 0 | 1.8638
Domestic Two Rate | 1.8638 | 0 | 1.8638
Domestic Off Peak (related MPAN) | 0 | 0 | 0
Small Non Domestic Unrestricted | 4.6016 | 0 | 4.6016
Small Non Domestic Two Rate | 4.6016 | 0 | 4.6016
Small Non Domestic Off Peak (related MPAN) | 0 | 0 | 0
LV Medium Non-Domestic | 5.4356 | 0 | 5.4356
LV Sub Medium Non-Domestic | 4.0495 | 0 | 4.0495
HV Medium Non-Domestic | 0 | 69.5347 | 69.5347
LV HH Metered | 9.2919 | 0 | 9.2919
LV Sub HH Metered | 6.8244 | 0 | 6.8244
HV HH Metered | 0 | 69.5347 | 69.5347
HV Sub HH Metered | 0 | 69.5347 | 69.5347
NHH UMS category A | 0 | 0 | 0
NHH UMS category B | 0 | 0 | 0
NHH UMS category C | 0 | 0 | 0
NHH UMS category D | 0 | 0 | 0
LV UMS (Pseudo HH Metered) | 0 | 0 | 0
LV Generation NHH | 0 | 0 | 0
LV Sub Generation NHH | 0 | 0 | 0
LV Generation Intermittent | 0 | 0 | 0
LV Generation Non-Intermittent | 0 | 0 | 0
LV Sub Generation Intermittent | 0 | 0 | 0
LV Sub Generation Non-Intermittent | 0 | 0 | 0
HV Generation Intermittent | 0 | 34.1722 | 34.1722
HV Generation Non-Intermittent | 0 | 34.1722 | 34.1722
HV Sub Generation Intermittent | 0 | 34.1722 | 34.1722
HV Sub Generation Non-Intermittent | 0 | 34.1722 | 34.1722
2712. Operating expenditure for unmetered customer assets (p/kWh)
Data sources:
x1 = 2709. Operating expenditure percentage by network level
x2 = 2202. Asset £/(MWh/year) from LV service models
Calculation =0.1*x1*x2
Operating LV customer
NHH UMS category A | 0.63753
NHH UMS category B | 0.63753
NHH UMS category C | 0.63753
NHH UMS category D | 0.63753
LV UMS (Pseudo HH Metered) | 0.63753

## Contrib
Customer contributions for WPD West Midlands in 2013/14 (April Tariffs 2013/14)
This sheet calculates factors used to take account of the costs deemed to be covered by connection charges.
2801. Network level of supply (for customer contributions) by tariff
| LV network | LV substation | HV network | HV substation
Domestic Unrestricted | 100% | 0% | 0% | 0%
Domestic Two Rate | 100% | 0% | 0% | 0%
Domestic Off Peak (related MPAN) | 100% | 0% | 0% | 0%
Small Non Domestic Unrestricted | 100% | 0% | 0% | 0%
Small Non Domestic Two Rate | 100% | 0% | 0% | 0%
Small Non Domestic Off Peak (related MPAN) | 100% | 0% | 0% | 0%
LV Medium Non-Domestic | 100% | 0% | 0% | 0%
LV Sub Medium Non-Domestic | 0% | 100% | 0% | 0%
HV Medium Non-Domestic | 0% | 0% | 100% | 0%
LV HH Metered | 100% | 0% | 0% | 0%
LV Sub HH Metered | 0% | 100% | 0% | 0%
HV HH Metered | 0% | 0% | 100% | 0%
HV Sub HH Metered | 0% | 0% | 0% | 100%
NHH UMS category A | 100% | 0% | 0% | 0%
NHH UMS category B | 100% | 0% | 0% | 0%
NHH UMS category C | 100% | 0% | 0% | 0%
NHH UMS category D | 100% | 0% | 0% | 0%
LV UMS (Pseudo HH Metered) | 100% | 0% | 0% | 0%
LV Generation NHH | 100% | 0% | 0% | 0%
LV Sub Generation NHH | 0% | 100% | 0% | 0%
LV Generation Intermittent | 100% | 0% | 0% | 0%
LV Generation Non-Intermittent | 100% | 0% | 0% | 0%
LV Sub Generation Intermittent | 0% | 100% | 0% | 0%
LV Sub Generation Non-Intermittent | 0% | 100% | 0% | 0%
HV Generation Intermittent | 0% | 0% | 100% | 0%
HV Generation Non-Intermittent | 0% | 0% | 100% | 0%
HV Sub Generation Intermittent | 0% | 0% | 0% | 100%
HV Sub Generation Non-Intermittent | 0% | 0% | 0% | 100%
2802. Contribution proportion of asset annuities, by customer type and network level of assets
Data sources:
x1 = 1060. Customer contributions under current connection charging policy
x2 = 1010. Annuity proportion for customer-contributed assets (in Financial and general assumptions)
Calculation =x1*(1-x2)
| LV network | LV substation | HV network | HV substation
Assets 132kV | 0% | 0% | 0% | 0%
Assets 132kV/EHV | 0% | 0% | 0% | 0%
Assets EHV | 0% | 0% | 0% | 0%
Assets EHV/HV | 0% | 0% | 25.76% | 25.76%
Assets 132kV/HV | 0% | 0% | 25.76% | 0%
Assets HV | 38.68% | 38.68% | 51.53% | 0%
Assets HV/LV | 64.12% | 64.12% | 0% | 0%
Assets LV circuits | 89.56% | 0% | 0% | 0%
2803. Proportion of assets annuities deemed to be covered by customer contributions
Data sources:
x1 = 2801. Network level of supply (for customer contributions) by tariff
x2 = 2802. Contribution proportion of asset annuities, by customer type and network level of assets
Sum-product calculation =SUMPRODUCT(x1, x2)
| Assets 132kV | Assets 132kV/EHV | Assets EHV | Assets EHV/HV | Assets 132kV/HV | Assets HV | Assets HV/LV | Assets LV circuits
Domestic Unrestricted | 0% | 0% | 0% | 0% | 0% | 38.68% | 64.12% | 89.56%
Domestic Two Rate | 0% | 0% | 0% | 0% | 0% | 38.68% | 64.12% | 89.56%
Domestic Off Peak (related MPAN) | 0% | 0% | 0% | 0% | 0% | 38.68% | 64.12% | 89.56%
Small Non Domestic Unrestricted | 0% | 0% | 0% | 0% | 0% | 38.68% | 64.12% | 89.56%
Small Non Domestic Two Rate | 0% | 0% | 0% | 0% | 0% | 38.68% | 64.12% | 89.56%
Small Non Domestic Off Peak (related MPAN) | 0% | 0% | 0% | 0% | 0% | 38.68% | 64.12% | 89.56%
LV Medium Non-Domestic | 0% | 0% | 0% | 0% | 0% | 38.68% | 64.12% | 89.56%
LV Sub Medium Non-Domestic | 0% | 0% | 0% | 0% | 0% | 38.68% | 64.12% | 0%
HV Medium Non-Domestic | 0% | 0% | 0% | 25.76% | 25.76% | 51.53% | 0% | 0%
LV HH Metered | 0% | 0% | 0% | 0% | 0% | 38.68% | 64.12% | 89.56%
LV Sub HH Metered | 0% | 0% | 0% | 0% | 0% | 38.68% | 64.12% | 0%
HV HH Metered | 0% | 0% | 0% | 25.76% | 25.76% | 51.53% | 0% | 0%
HV Sub HH Metered | 0% | 0% | 0% | 25.76% | 0% | 0% | 0% | 0%
NHH UMS category A | 0% | 0% | 0% | 0% | 0% | 38.68% | 64.12% | 89.56%
NHH UMS category B | 0% | 0% | 0% | 0% | 0% | 38.68% | 64.12% | 89.56%
NHH UMS category C | 0% | 0% | 0% | 0% | 0% | 38.68% | 64.12% | 89.56%
NHH UMS category D | 0% | 0% | 0% | 0% | 0% | 38.68% | 64.12% | 89.56%
LV UMS (Pseudo HH Metered) | 0% | 0% | 0% | 0% | 0% | 38.68% | 64.12% | 89.56%
LV Generation NHH | 0% | 0% | 0% | 0% | 0% | 38.68% | 64.12% | 89.56%
LV Sub Generation NHH | 0% | 0% | 0% | 0% | 0% | 38.68% | 64.12% | 0%
LV Generation Intermittent | 0% | 0% | 0% | 0% | 0% | 38.68% | 64.12% | 89.56%
LV Generation Non-Intermittent | 0% | 0% | 0% | 0% | 0% | 38.68% | 64.12% | 89.56%
LV Sub Generation Intermittent | 0% | 0% | 0% | 0% | 0% | 38.68% | 64.12% | 0%
LV Sub Generation Non-Intermittent | 0% | 0% | 0% | 0% | 0% | 38.68% | 64.12% | 0%
HV Generation Intermittent | 0% | 0% | 0% | 25.76% | 25.76% | 51.53% | 0% | 0%
HV Generation Non-Intermittent | 0% | 0% | 0% | 25.76% | 25.76% | 51.53% | 0% | 0%
HV Sub Generation Intermittent | 0% | 0% | 0% | 25.76% | 0% | 0% | 0% | 0%
HV Sub Generation Non-Intermittent | 0% | 0% | 0% | 25.76% | 0% | 0% | 0% | 0%
2804. Proportion of annual charge covered by contributions (for all charging levels)
Data sources:
x1 = Zero for operating expenditure
x2 = Zero for GSPs level
x3 = 2803. Proportion of assets annuities deemed to be covered by customer contributions
Combine tables = x1 or x2 or x3
| GSPs | Assets 132kV | Assets 132kV/EHV | Assets EHV | Assets EHV/HV | Assets 132kV/HV | Assets HV | Assets HV/LV | Assets LV circuits | Transmission exit | Operating 132kV | Operating 132kV/EHV | Operating EHV | Operating EHV/HV | Operating 132kV/HV | Operating HV | Operating HV/LV | Operating LV circuits
Domestic Unrestricted | 0% | 0% | 0% | 0% | 0% | 0% | 38.68% | 64.12% | 89.56% | 0% | 0% | 0% | 0% | 0% | 0% | 0% | 0% | 0%
Domestic Two Rate | 0% | 0% | 0% | 0% | 0% | 0% | 38.68% | 64.12% | 89.56% | 0% | 0% | 0% | 0% | 0% | 0% | 0% | 0% | 0%
Domestic Off Peak (related MPAN) | 0% | 0% | 0% | 0% | 0% | 0% | 38.68% | 64.12% | 89.56% | 0% | 0% | 0% | 0% | 0% | 0% | 0% | 0% | 0%
Small Non Domestic Unrestricted | 0% | 0% | 0% | 0% | 0% | 0% | 38.68% | 64.12% | 89.56% | 0% | 0% | 0% | 0% | 0% | 0% | 0% | 0% | 0%
Small Non Domestic Two Rate | 0% | 0% | 0% | 0% | 0% | 0% | 38.68% | 64.12% | 89.56% | 0% | 0% | 0% | 0% | 0% | 0% | 0% | 0% | 0%
Small Non Domestic Off Peak (related MPAN) | 0% | 0% | 0% | 0% | 0% | 0% | 38.68% | 64.12% | 89.56% | 0% | 0% | 0% | 0% | 0% | 0% | 0% | 0% | 0%
LV Medium Non-Domestic | 0% | 0% | 0% | 0% | 0% | 0% | 38.68% | 64.12% | 89.56% | 0% | 0% | 0% | 0% | 0% | 0% | 0% | 0% | 0%
LV Sub Medium Non-Domestic | 0% | 0% | 0% | 0% | 0% | 0% | 38.68% | 64.12% | 0% | 0% | 0% | 0% | 0% | 0% | 0% | 0% | 0% | 0%
HV Medium Non-Domestic | 0% | 0% | 0% | 0% | 25.76% | 25.76% | 51.53% | 0% | 0% | 0% | 0% | 0% | 0% | 0% | 0% | 0% | 0% | 0%
LV HH Metered | 0% | 0% | 0% | 0% | 0% | 0% | 38.68% | 64.12% | 89.56% | 0% | 0% | 0% | 0% | 0% | 0% | 0% | 0% | 0%
LV Sub HH Metered | 0% | 0% | 0% | 0% | 0% | 0% | 38.68% | 64.12% | 0% | 0% | 0% | 0% | 0% | 0% | 0% | 0% | 0% | 0%
HV HH Metered | 0% | 0% | 0% | 0% | 25.76% | 25.76% | 51.53% | 0% | 0% | 0% | 0% | 0% | 0% | 0% | 0% | 0% | 0% | 0%
HV Sub HH Metered | 0% | 0% | 0% | 0% | 25.76% | 0% | 0% | 0% | 0% | 0% | 0% | 0% | 0% | 0% | 0% | 0% | 0% | 0%
NHH UMS category A | 0% | 0% | 0% | 0% | 0% | 0% | 38.68% | 64.12% | 89.56% | 0% | 0% | 0% | 0% | 0% | 0% | 0% | 0% | 0%
NHH UMS category B | 0% | 0% | 0% | 0% | 0% | 0% | 38.68% | 64.12% | 89.56% | 0% | 0% | 0% | 0% | 0% | 0% | 0% | 0% | 0%
NHH UMS category C | 0% | 0% | 0% | 0% | 0% | 0% | 38.68% | 64.12% | 89.56% | 0% | 0% | 0% | 0% | 0% | 0% | 0% | 0% | 0%
NHH UMS category D | 0% | 0% | 0% | 0% | 0% | 0% | 38.68% | 64.12% | 89.56% | 0% | 0% | 0% | 0% | 0% | 0% | 0% | 0% | 0%
LV UMS (Pseudo HH Metered) | 0% | 0% | 0% | 0% | 0% | 0% | 38.68% | 64.12% | 89.56% | 0% | 0% | 0% | 0% | 0% | 0% | 0% | 0% | 0%
LV Generation NHH | 0% | 0% | 0% | 0% | 0% | 0% | 38.68% | 64.12% | 89.56% | 0% | 0% | 0% | 0% | 0% | 0% | 0% | 0% | 0%
LV Sub Generation NHH | 0% | 0% | 0% | 0% | 0% | 0% | 38.68% | 64.12% | 0% | 0% | 0% | 0% | 0% | 0% | 0% | 0% | 0% | 0%
LV Generation Intermittent | 0% | 0% | 0% | 0% | 0% | 0% | 38.68% | 64.12% | 89.56% | 0% | 0% | 0% | 0% | 0% | 0% | 0% | 0% | 0%
LV Generation Non-Intermittent | 0% | 0% | 0% | 0% | 0% | 0% | 38.68% | 64.12% | 89.56% | 0% | 0% | 0% | 0% | 0% | 0% | 0% | 0% | 0%
LV Sub Generation Intermittent | 0% | 0% | 0% | 0% | 0% | 0% | 38.68% | 64.12% | 0% | 0% | 0% | 0% | 0% | 0% | 0% | 0% | 0% | 0%
LV Sub Generation Non-Intermittent | 0% | 0% | 0% | 0% | 0% | 0% | 38.68% | 64.12% | 0% | 0% | 0% | 0% | 0% | 0% | 0% | 0% | 0% | 0%
HV Generation Intermittent | 0% | 0% | 0% | 0% | 25.76% | 25.76% | 51.53% | 0% | 0% | 0% | 0% | 0% | 0% | 0% | 0% | 0% | 0% | 0%
HV Generation Non-Intermittent | 0% | 0% | 0% | 0% | 25.76% | 25.76% | 51.53% | 0% | 0% | 0% | 0% | 0% | 0% | 0% | 0% | 0% | 0% | 0%
HV Sub Generation Intermittent | 0% | 0% | 0% | 0% | 25.76% | 0% | 0% | 0% | 0% | 0% | 0% | 0% | 0% | 0% | 0% | 0% | 0% | 0%
HV Sub Generation Non-Intermittent | 0% | 0% | 0% | 0% | 25.76% | 0% | 0% | 0% | 0% | 0% | 0% | 0% | 0% | 0% | 0% | 0% | 0% | 0%

## Yard
Yardsticks for WPD West Midlands in 2013/14 (April Tariffs 2013/14)
This sheet calculates average p/kWh and p/kW/day charges that would apply if no costs were recovered through capacity or fixed charges.
2901. Unit cost at each level, £/kW/year (relative to system simultaneous maximum load)
Data sources:
x1 = 2109. Network model annuity by simultaneous maximum load for each network level (£/kW/year)
x2 = 2710. Unit operating expenditure based on simultaneous maximum load (£/kW/year)
Combine tables = x1 or x2
| GSPs | Assets 132kV | Assets 132kV/EHV | Assets EHV | Assets EHV/HV | Assets 132kV/HV | Assets HV | Assets HV/LV | Assets LV circuits | Transmission exit | Operating 132kV | Operating 132kV/EHV | Operating EHV | Operating EHV/HV | Operating 132kV/HV | Operating HV | Operating HV/LV | Operating LV circuits
Unit cost at each level, £/kW/year (relative to system simultaneous maximum load) |  | 9.2628 | 4.7034 | 5.4335 | 9.4776 | 3.8894 | 15.1179 | 9.5436 | 13.6034 | 2.8201 | 4.256 | 2.161 | 2.4965 | 4.3546 | 1.787 | 6.9462 | 4.385 | 6.2503
2902. Pay-as-you-go yardstick unit costs by charging level (p/kWh)
Data sources:
x1 = 2901. Unit cost at each level, £/kW/year (relative to system simultaneous maximum load)
x2 = 2302. Load coefficient
x3 = 2012. Loss adjustment factors between end user meter reading and each network level, scaled by network use
x4 = 2804. Proportion of annual charge covered by contributions (for all charging levels)
x5 = 1010. Days in the charging year (in Financial and general assumptions)
Calculation =x1*x2*x3*(1-x4)/(24*x5)*100
| GSPs | Assets 132kV | Assets 132kV/EHV | Assets EHV | Assets EHV/HV | Assets 132kV/HV | Assets HV | Assets HV/LV | Assets LV circuits | Transmission exit | Operating 132kV | Operating 132kV/EHV | Operating EHV | Operating EHV/HV | Operating 132kV/HV | Operating HV | Operating HV/LV | Operating LV circuits
Domestic Unrestricted | 0 | 0.25338 | 0.039515 | 0.045512 | 0.077764 | 0.07189 | 0.24336 | 0.08929 | 0.036127 | 0.077297 | 0.11642 | 0.018156 | 0.020912 | 0.03573 | 0.033031 | 0.18237 | 0.11436 | 0.15907
Domestic Two Rate | 0 | 0.17822 | 0.027793 | 0.032011 | 0.054695 | 0.050564 | 0.17117 | 0.062802 | 0.02541 | 0.054367 | 0.081885 | 0.01277 | 0.014708 | 0.025131 | 0.023233 | 0.12827 | 0.080434 | 0.11188
Domestic Off Peak (related MPAN) | 0 | 0 | 0 | 0 | 0 | 0 | 0 | 0 | 0 | 0 | 0 | 0 | 0 | 0 | 0 | 0 | 0 | 0
Small Non Domestic Unrestricted | 0 | 0.19996 | 0.031183 | 0.035916 | 0.061367 | 0.056732 | 0.19205 | 0.070463 | 0.02851 | 0.060999 | 0.091873 | 0.014328 | 0.016502 | 0.028196 | 0.026066 | 0.14391 | 0.090245 | 0.12553
Small Non Domestic Two Rate | 0 | 0.16329 | 0.025464 | 0.029329 | 0.050113 | 0.046328 | 0.15683 | 0.057541 | 0.023281 | 0.049812 | 0.075025 | 0.0117 | 0.013476 | 0.023025 | 0.021286 | 0.11752 | 0.073695 | 0.10251
Small Non Domestic Off Peak (related MPAN) | 0 | 0 | 0 | 0 | 0 | 0 | 0 | 0 | 0 | 0 | 0 | 0 | 0 | 0 | 0 | 0 | 0 | 0
LV Medium Non-Domestic | 0 | 0.18588 | 0.028987 | 0.033387 | 0.057046 | 0.052737 | 0.17853 | 0.065502 | 0.026502 | 0.056704 | 0.085404 | 0.013319 | 0.01534 | 0.026211 | 0.024231 | 0.13378 | 0.083891 | 0.11669
LV Sub Medium Non-Domestic | 0 | 0.18139 | 0.028288 | 0.032581 | 0.055669 | 0.051464 | 0.17422 | 0.06392 | 0 | 0.055335 | 0.083343 | 0.012997 | 0.01497 | 0.025578 | 0.023646 | 0.13055 | 0.081866 | 0
HV Medium Non-Domestic | 0 | 0.15946 | 0.024868 | 0.028643 | 0.036331 | 0.033586 | 0.12108 | 0 | 0 | 0.048646 | 0.073268 | 0.011426 | 0.01316 | 0.022486 | 0.020788 | 0.11477 | 0 | 0
LV HH Metered | 0 | 0.16677 | 0.026008 | 0.029956 | 0.051183 | 0.047317 | 0.16018 | 0.05877 | 0.023779 | 0.050876 | 0.076627 | 0.01195 | 0.013764 | 0.023517 | 0.021741 | 0.12003 | 0.075269 | 0.1047
LV Sub HH Metered | 0 | 0.16275 | 0.02538 | 0.029233 | 0.049948 | 0.046175 | 0.15631 | 0.057351 | 0 | 0.049648 | 0.074777 | 0.011661 | 0.013432 | 0.022949 | 0.021216 | 0.11713 | 0.073452 | 0
HV HH Metered | 0 | 0.13222 | 0.020619 | 0.023749 | 0.030123 | 0.027848 | 0.10039 | 0 | 0 | 0.040334 | 0.060749 | 0.0094738 | 0.010912 | 0.018644 | 0.017236 | 0.09516 | 0 | 0
HV Sub HH Metered | 0 | 0.13006 | 0.065976 | 0.07599 | 0.096387 | 0 | 0 | 0 | 0 | 0.039677 | 0.05976 | 0.030314 | 0.034915 | 0.059657 | 0 | 0 | 0 | 0
NHH UMS category A | 0 | 0.11365 | 0.017724 | 0.020415 | 0.034881 | 0.032246 | 0.10916 | 0.040051 | 0.016205 | 0.034672 | 0.052221 | 0.0081438 | 0.0093799 | 0.016027 | 0.014816 | 0.081801 | 0.051295 | 0.071351
NHH UMS category B | 0 | 0.23994 | 0.037418 | 0.043098 | 0.073638 | 0.068076 | 0.23045 | 0.084553 | 0.034211 | 0.073196 | 0.11024 | 0.017193 | 0.019802 | 0.033834 | 0.031279 | 0.17269 | 0.10829 | 0.15063
NHH UMS category C | 0 | 0.44052 | 0.068699 | 0.079127 | 0.1352 | 0.12499 | 0.42311 | 0.15524 | 0.06281 | 0.13439 | 0.20241 | 0.031565 | 0.036356 | 0.062119 | 0.057427 | 0.31706 | 0.19882 | 0.27655
NHH UMS category D | 0 | 0.013181 | 0.0020556 | 0.0023676 | 0.0040453 | 0.0037397 | 0.01266 | 0.0046449 | 0.0018793 | 0.004021 | 0.0060562 | 0.00094447 | 0.0010878 | 0.0018587 | 0.0017183 | 0.0094868 | 0.0059489 | 0.0082748
LV UMS (Pseudo HH Metered) | 0 | 0.2316 | 0.036117 | 0.041599 | 0.071078 | 0.065709 | 0.22244 | 0.081613 | 0.033021 | 0.070651 | 0.10641 | 0.016595 | 0.019114 | 0.032658 | 0.030191 | 0.16669 | 0.10453 | 0.14539
LV Generation NHH | 0 | -0.11365 | -0.017724 | -0.020415 | -0.034881 | -0.032246 | -0.10916 | -0.040051 | 0 | -0.034672 | -0.052221 | -0.0081438 | -0.0093799 | -0.016027 | -0.014816 | -0.081801 | -0.051295 | 0
LV Sub Generation NHH | 0 | -0.11091 | -0.017297 | -0.019922 | -0.034039 | -0.031468 | -0.10653 | 0 | 0 | -0.033835 | -0.05096 | -0.0079472 | -0.0091535 | -0.01564 | -0.014458 | -0.079826 | 0 | 0
LV Generation Intermittent | 0 | -0.11365 | -0.017724 | -0.020415 | -0.034881 | -0.032246 | -0.10916 | -0.040051 | 0 | -0.034672 | -0.052221 | -0.0081438 | -0.0093799 | -0.016027 | -0.014816 | -0.081801 | -0.051295 | 0
LV Generation Non-Intermittent | 0 | -0.11365 | -0.017724 | -0.020415 | -0.034881 | -0.032246 | -0.10916 | -0.040051 | 0 | -0.034672 | -0.052221 | -0.0081438 | -0.0093799 | -0.016027 | -0.014816 | -0.081801 | -0.051295 | 0
LV Sub Generation Intermittent | 0 | -0.11091 | -0.017297 | -0.019922 | -0.034039 | -0.031468 | -0.10653 | 0 | 0 | -0.033835 | -0.05096 | -0.0079472 | -0.0091535 | -0.01564 | -0.014458 | -0.079826 | 0 | 0
LV Sub Generation Non-Intermittent | 0 | -0.11091 | -0.017297 | -0.019922 | -0.034039 | -0.031468 | -0.10653 | 0 | 0 | -0.033835 | -0.05096 | -0.0079472 | -0.0091535 | -0.01564 | -0.014458 | -0.079826 | 0 | 0
HV Generation Intermittent | 0 | -0.11017 | -0.017181 | -0.019789 | -0.025101 | -0.023205 | 0 | 0 | 0 | -0.033609 | -0.050621 | -0.0078943 | -0.0090925 | -0.015536 | -0.014362 | 0 | 0 | 0
HV Generation Non-Intermittent | 0 | -0.11017 | -0.017181 | -0.019789 | -0.025101 | -0.023205 | 0 | 0 | 0 | -0.033609 | -0.050621 | -0.0078943 | -0.0090925 | -0.015536 | -0.014362 | 0 | 0 | 0
HV Sub Generation Intermittent | 0 | -0.10838 | -0.054976 | -0.063321 | 0 | 0 | 0 | 0 | 0 | -0.033062 | -0.049796 | -0.02526 | -0.029094 | 0 | 0 | 0 | 0 | 0
HV Sub Generation Non-Intermittent | 0 | -0.10838 | -0.054976 | -0.063321 | 0 | 0 | 0 | 0 | 0 | -0.033062 | -0.049796 | -0.02526 | -0.029094 | 0 | 0 | 0 | 0 | 0
2903. Pay-as-you-go unit rate 1 p/kWh
Data sources:
x1 = 2437. Unit rate 1 pseudo load coefficient by network level (combined)
x2 = 2901. Unit cost at each level, £/kW/year (relative to system simultaneous maximum load)
x3 = 2012. Loss adjustment factors between end user meter reading and each network level, scaled by network use
x4 = 2804. Proportion of annual charge covered by contributions (for all charging levels)
x5 = 1010. Days in the charging year (in Financial and general assumptions)
x6 = Contributions to pay-as-you-go unit rate 1 (p/kWh) (in Pay-as-you-go unit rate 1 p/kWh)
Kind: | Calculation | [17 empty] | Cell summation
Formula: | =x1*x2*x3*(1-x4)*100/(24*x5) | [17 empty] | =SUM(x6)
Contributions to pay-as-you-go unit rate 1 (p/kWh)
| GSPs | Assets 132kV | Assets 132kV/EHV | Assets EHV | Assets EHV/HV | Assets 132kV/HV | Assets HV | Assets HV/LV | Assets LV circuits | Transmission exit | Operating 132kV | Operating 132kV/EHV | Operating EHV | Operating EHV/HV | Operating 132kV/HV | Operating HV | Operating HV/LV | Operating LV circuits | Pay-as-you-go unit rate 1 (p/kWh)
Domestic Two Rate | 0 | 0.28983 | 0.045198 | 0.050487 | 0.086263 | 0.08223 | 0.26996 | 0.099049 | 0.040076 | 0.092935 | 0.13317 | 0.020767 | 0.023197 | 0.039635 | 0.037782 | 0.2023 | 0.12686 | 0.17645 | 1.8162
Domestic Off Peak (related MPAN) | 0 | 0.025374 | 0.0039571 | 0.0059251 | 0.010124 | 0.0071993 | 0.031683 | 0.011624 | 0.0047033 | 0.0030852 | 0.011659 | 0.0018182 | 0.0027224 | 0.0046516 | 0.0033078 | 0.023742 | 0.014888 | 0.020709 | 0.18717
Small Non Domestic Two Rate | 0 | 0.24199 | 0.037739 | 0.042305 | 0.072284 | 0.068659 | 0.22622 | 0.082998 | 0.033581 | 0.073028 | 0.11119 | 0.01734 | 0.019438 | 0.033212 | 0.031547 | 0.16952 | 0.1063 | 0.14786 | 1.5152
Small Non Domestic Off Peak (related MPAN) | 0 | 0.036972 | 0.0057657 | 0.0078008 | 0.013329 | 0.01049 | 0.041713 | 0.015304 | 0.0061922 | 0.0084265 | 0.016987 | 0.0026492 | 0.0035842 | 0.0061241 | 0.0048197 | 0.031258 | 0.019601 | 0.027264 | 0.25828
LV Medium Non-Domestic | 0 | 0.23191 | 0.036167 | 0.040465 | 0.069139 | 0.065799 | 0.21637 | 0.079387 | 0.03212 | 0.070645 | 0.10656 | 0.016618 | 0.018592 | 0.031767 | 0.030233 | 0.16214 | 0.10167 | 0.14143 | 1.451
LV Sub Medium Non-Domestic | 0 | 0.23018 | 0.035896 | 0.040161 | 0.068621 | 0.065306 | 0.21475 | 0.078792 | 0 | 0.070115 | 0.10576 | 0.016493 | 0.018453 | 0.031529 | 0.030006 | 0.16092 | 0.10091 | 0 | 1.2679
HV Medium Non-Domestic | 0 | 0.21066 | 0.032852 | 0.036818 | 0.046701 | 0.04437 | 0.15564 | 0 | 0 | 0.06288 | 0.096792 | 0.015095 | 0.016917 | 0.028905 | 0.027462 | 0.14753 | 0 | 0 | 0.92262
LV HH Metered | 0 | 1.0863 | 0.16941 | 0.17953 | 0.30675 | 0.30822 | 0.95998 | 0.35222 | 0.14251 | 0.41887 | 0.49914 | 0.077841 | 0.082488 | 0.14094 | 0.14162 | 0.71937 | 0.4511 | 0.62747 | 6.6638
LV Sub HH Metered | 0 | 1.095 | 0.17077 | 0.18096 | 0.3092 | 0.31068 | 0.96766 | 0.35503 | 0 | 0.42222 | 0.50313 | 0.078463 | 0.083148 | 0.14207 | 0.14275 | 0.72512 | 0.4547 | 0 | 5.9409
HV HH Metered | 0 | 0.95517 | 0.14896 | 0.15785 | 0.20022 | 0.20118 | 0.66727 | 0 | 0 | 0.36829 | 0.43887 | 0.068442 | 0.072528 | 0.12392 | 0.12452 | 0.63251 | 0 | 0 | 4.1597
HV Sub HH Metered | 0 | 0.87023 | 0.44143 | 0.46779 | 0.59335 | 0 | 0 | 0 | 0 | 0.33554 | 0.39984 | 0.20283 | 0.21493 | 0.36724 | 0 | 0 | 0 | 0 | 3.8932
LV Generation Non-Intermittent | 0 | -0.9126 | -0.14232 | -0.15082 | -0.25769 | -0.25892 | -0.80645 | -0.29588 | 0 | -0.35188 | -0.41931 | -0.065391 | -0.069295 | -0.1184 | -0.11897 | -0.60432 | -0.37895 | 0 | -4.9512
LV Sub Generation Non-Intermittent | 0 | -0.89057 | -0.13888 | -0.14718 | -0.25147 | -0.25267 | -0.78698 | 0 | 0 | -0.34338 | -0.40919 | -0.063813 | -0.067622 | -0.11554 | -0.1161 | -0.58973 | 0 | 0 | -4.1731
HV Generation Non-Intermittent | 0 | -0.88463 | -0.13796 | -0.14619 | -0.18544 | -0.18632 | 0 | 0 | 0 | -0.3411 | -0.40646 | -0.063388 | -0.067172 | -0.11477 | -0.11532 | 0 | 0 | 0 | -2.6488
HV Sub Generation Non-Intermittent | 0 | -0.87023 | -0.44143 | -0.46779 | 0 | 0 | 0 | 0 | 0 | -0.33554 | -0.39984 | -0.20283 | -0.21493 | 0 | 0 | 0 | 0 | 0 | -2.9326
NHH UMS category A | 0 | 0.13794 | 0.021512 | 0.024764 | 0.042313 | 0.039136 | 0.13242 | 0.048585 | 0.019658 | 0.042148 | 0.063379 | 0.0098839 | 0.011378 | 0.019441 | 0.017982 | 0.09923 | 0.062224 | 0.086553 | 0.87855
NHH UMS category B | 0 | 0.17752 | 0.027684 | 0.031 | 0.052967 | 0.050366 | 0.16576 | 0.060818 | 0.024607 | 0.064758 | 0.081565 | 0.01272 | 0.014243 | 0.024337 | 0.023142 | 0.12421 | 0.077892 | 0.10835 | 1.1219
NHH UMS category C | 0 | 0.34039 | 0.053084 | 0.057604 | 0.098424 | 0.096576 | 0.30802 | 0.11301 | 0.045726 | 0.12589 | 0.1564 | 0.02439 | 0.026467 | 0.045223 | 0.044374 | 0.23082 | 0.14474 | 0.20133 | 2.1125
NHH UMS category D | 0 | 0.11677 | 0.01821 | 0.021492 | 0.036721 | 0.033129 | 0.11492 | 0.042164 | 0.01706 | 0.027931 | 0.05365 | 0.0083667 | 0.0098748 | 0.016872 | 0.015222 | 0.086117 | 0.054001 | 0.075115 | 0.74761
LV UMS (Pseudo HH Metered) | 0 | 3.318 | 0.51744 | 0.54264 | 0.92717 | 0.94139 | 2.9016 | 1.0646 | 0.43074 | 1.2892 | 1.5245 | 0.23775 | 0.24933 | 0.42601 | 0.43254 | 2.1744 | 1.3635 | 1.8966 | 20.2374
2904. Pay-as-you-go unit rate 2 p/kWh
Data sources:
x1 = 2438. Unit rate 2 pseudo load coefficient by network level (combined)
x2 = 2901. Unit cost at each level, £/kW/year (relative to system simultaneous maximum load)
x3 = 2012. Loss adjustment factors between end user meter reading and each network level, scaled by network use
x4 = 2804. Proportion of annual charge covered by contributions (for all charging levels)
x5 = 1010. Days in the charging year (in Financial and general assumptions)
x6 = Contributions to pay-as-you-go unit rate 2 (p/kWh) (in Pay-as-you-go unit rate 2 p/kWh)
Kind: | Calculation | [17 empty] | Cell summation
Formula: | =x1*x2*x3*(1-x4)*100/(24*x5) | [17 empty] | =SUM(x6)
Contributions to pay-as-you-go unit rate 2 (p/kWh)
| GSPs | Assets 132kV | Assets 132kV/EHV | Assets EHV | Assets EHV/HV | Assets 132kV/HV | Assets HV | Assets HV/LV | Assets LV circuits | Transmission exit | Operating 132kV | Operating 132kV/EHV | Operating EHV | Operating EHV/HV | Operating 132kV/HV | Operating HV | Operating HV/LV | Operating LV circuits | Pay-as-you-go unit rate 2 (p/kWh)
Domestic Two Rate | 0 | 0.0090096 | 0.001405 | 0.0042049 | 0.0071846 | 0.0025562 | 0.022485 | 0.0082495 | 0.0033378 | 0.00066048 | 0.0041396 | 0.00064557 | 0.001932 | 0.0033011 | 0.0011745 | 0.016849 | 0.010566 | 0.014696 | 0.1124
Small Non Domestic Two Rate | 0 | 0.0076726 | 0.0011965 | 0.0035809 | 0.0061185 | 0.0021769 | 0.019148 | 0.0070254 | 0.0028425 | 0.00056246 | 0.0035253 | 0.00054977 | 0.0016453 | 0.0028112 | 0.0010002 | 0.014349 | 0.0089977 | 0.012516 | 0.095718
LV Medium Non-Domestic | 0 | 0.0071385 | 0.0011132 | 0.0033316 | 0.0056925 | 0.0020253 | 0.017815 | 0.0065363 | 0.0026446 | 0.00052331 | 0.0032799 | 0.0005115 | 0.0015308 | 0.0026155 | 0.00093058 | 0.01335 | 0.0083713 | 0.011644 | 0.089054
LV Sub Medium Non-Domestic | 0 | 0.007085 | 0.0011049 | 0.0033066 | 0.0056498 | 0.0020102 | 0.017681 | 0.0064873 | 0 | 0.00051938 | 0.0032553 | 0.00050766 | 0.0015193 | 0.0025959 | 0.0009236 | 0.01325 | 0.0083085 | 0 | 0.074204
HV Medium Non-Domestic | 0 | 0.0065935 | 0.0010283 | 0.0030773 | 0.0039033 | 0.0013887 | 0.013008 | 0 | 0 | 0.00048336 | 0.0030295 | 0.00047245 | 0.0014139 | 0.0024159 | 0.00085954 | 0.012331 | 0 | 0 | 0.050004
LV HH Metered | 0 | 0.10962 | 0.017096 | 0.020572 | 0.035149 | 0.031103 | 0.11 | 0.040359 | 0.01633 | 0.011338 | 0.050369 | 0.007855 | 0.0094521 | 0.01615 | 0.014291 | 0.08243 | 0.05169 | 0.0719 | 0.69571
LV Sub HH Metered | 0 | 0.1105 | 0.017232 | 0.020736 | 0.03543 | 0.031351 | 0.11088 | 0.040682 | 0 | 0.011429 | 0.050771 | 0.0079178 | 0.0095276 | 0.016279 | 0.014405 | 0.083089 | 0.052103 | 0 | 0.61234
HV HH Metered | 0 | 0.096388 | 0.015032 | 0.018088 | 0.022943 | 0.020301 | 0.07646 | 0 | 0 | 0.0099694 | 0.044287 | 0.0069065 | 0.0083108 | 0.0142 | 0.012565 | 0.072478 | 0 | 0 | 0.41793
HV Sub HH Metered | 0 | 0.087816 | 0.044546 | 0.053603 | 0.06799 | 0 | 0 | 0 | 0 | 0.0090828 | 0.040349 | 0.020467 | 0.024629 | 0.042081 | 0 | 0 | 0 | 0 | 0.39056
LV Generation Non-Intermittent | 0 | -0.092091 | -0.014362 | -0.017282 | -0.029528 | -0.026128 | -0.092408 | -0.033904 | 0 | -0.009525 | -0.042313 | -0.0065987 | -0.0079403 | -0.013567 | -0.012005 | -0.069247 | -0.043423 | 0 | -0.51032
LV Sub Generation Non-Intermittent | 0 | -0.089868 | -0.014015 | -0.016864 | -0.028815 | -0.025497 | -0.090177 | 0 | 0 | -0.0092951 | -0.041291 | -0.0064394 | -0.0077487 | -0.01324 | -0.011715 | -0.067575 | 0 | 0 | -0.42254
HV Generation Non-Intermittent | 0 | -0.089269 | -0.013922 | -0.016752 | -0.021249 | -0.018802 | 0 | 0 | 0 | -0.0092331 | -0.041016 | -0.0063965 | -0.007697 | -0.013151 | -0.011637 | 0 | 0 | 0 | -0.24913
HV Sub Generation Non-Intermittent | 0 | -0.087816 | -0.044546 | -0.053603 | 0 | 0 | 0 | 0 | 0 | -0.0090828 | -0.040349 | -0.020467 | -0.024629 | 0 | 0 | 0 | 0 | 0 | -0.28049
LV UMS (Pseudo HH Metered) | 0 | 0.095311 | 0.014864 | 0.018291 | 0.031252 | 0.027042 | 0.097803 | 0.035884 | 0.014519 | 0.0096499 | 0.043792 | 0.0068294 | 0.0084039 | 0.014359 | 0.012425 | 0.07329 | 0.045958 | 0.063927 | 0.6136
2905. Pay-as-you-go unit rate 3 p/kWh
Data sources:
x1 = 2439. Unit rate 3 pseudo load coefficient by network level (combined)
x2 = 2901. Unit cost at each level, £/kW/year (relative to system simultaneous maximum load)
x3 = 2012. Loss adjustment factors between end user meter reading and each network level, scaled by network use
x4 = 2804. Proportion of annual charge covered by contributions (for all charging levels)
x5 = 1010. Days in the charging year (in Financial and general assumptions)
x6 = Contributions to pay-as-you-go unit rate 3 (p/kWh) (in Pay-as-you-go unit rate 3 p/kWh)
Kind: | Calculation | [17 empty] | Cell summation
Formula: | =x1*x2*x3*(1-x4)*100/(24*x5) | [17 empty] | =SUM(x6)
Contributions to pay-as-you-go unit rate 3 (p/kWh)
| GSPs | Assets 132kV | Assets 132kV/EHV | Assets EHV | Assets EHV/HV | Assets 132kV/HV | Assets HV | Assets HV/LV | Assets LV circuits | Transmission exit | Operating 132kV | Operating 132kV/EHV | Operating EHV | Operating EHV/HV | Operating 132kV/HV | Operating HV | Operating HV/LV | Operating LV circuits | Pay-as-you-go unit rate 3 (p/kWh)
LV HH Metered | 0 | 0.0065189 | 0.0010166 | 0.0030425 | 0.0051984 | 0.0018495 | 0.016269 | 0.005969 | 0.0024151 | 0.00047789 | 0.0029952 | 0.0004671 | 0.0013979 | 0.0023885 | 0.00084981 | 0.012191 | 0.0076447 | 0.010634 | 0.081324
LV Sub HH Metered | 0 | 0.006571 | 0.0010247 | 0.0030668 | 0.00524 | 0.0018643 | 0.016399 | 0.0060167 | 0 | 0.00048171 | 0.0030192 | 0.00047084 | 0.0014091 | 0.0024076 | 0.0008566 | 0.012289 | 0.0077058 | 0 | 0.068822
HV HH Metered | 0 | 0.0057318 | 0.00089387 | 0.0026751 | 0.0033931 | 0.0012072 | 0.011308 | 0 | 0 | 0.00042018 | 0.0026336 | 0.0004107 | 0.0012291 | 0.0021001 | 0.0007472 | 0.010719 | 0 | 0 | 0.043469
HV Sub HH Metered | 0 | 0.005222 | 0.0026489 | 0.0079275 | 0.010055 | 0 | 0 | 0 | 0 | 0.00038282 | 0.0023994 | 0.0012171 | 0.0036425 | 0.0062236 | 0 | 0 | 0 | 0 | 0.039719
LV Generation Non-Intermittent | 0 | -0.0054763 | -0.00085402 | -0.0025559 | -0.004367 | -0.0015537 | -0.013667 | -0.0050143 | 0 | -0.00040145 | -0.0025162 | -0.0003924 | -0.0011743 | -0.0020065 | -0.00071389 | -0.010241 | -0.006422 | 0 | -0.057356
LV Sub Generation Non-Intermittent | 0 | -0.0053441 | -0.00083341 | -0.0024942 | -0.0042616 | -0.0015162 | -0.013337 | 0 | 0 | -0.00039176 | -0.0024554 | -0.00038292 | -0.001146 | -0.0019581 | -0.00069666 | -0.009994 | 0 | 0 | -0.044811
HV Generation Non-Intermittent | 0 | -0.0053085 | -0.00082786 | -0.0024775 | -0.0031426 | -0.0011181 | 0 | 0 | 0 | -0.00038915 | -0.0024391 | -0.00038037 | -0.0011384 | -0.001945 | -0.00069202 | 0 | 0 | 0 | -0.019859
HV Sub Generation Non-Intermittent | 0 | -0.005222 | -0.0026489 | -0.0079275 | 0 | 0 | 0 | 0 | 0 | -0.00038282 | -0.0023994 | -0.0012171 | -0.0036425 | 0 | 0 | 0 | 0 | 0 | -0.02344
LV UMS (Pseudo HH Metered) | 0 | 0.0066109 | 0.001031 | 0.0030854 | 0.0052718 | 0.0018757 | 0.016498 | 0.0060532 | 0.0024492 | 0.00048463 | 0.0030375 | 0.0004737 | 0.0014177 | 0.0024222 | 0.00086181 | 0.012363 | 0.0077526 | 0.010784 | 0.082473

## Standing
Allocation to standing charges for WPD West Midlands in 2013/14 (April Tariffs 2013/14)
This sheet reallocates some costs from unit charges to fixed or capacity charges, for demand users only.
3001. Costs based on aggregate maximum load (£/kW/year)
Data sources:
x1 = 2901. Unit cost at each level, £/kW/year (relative to system simultaneous maximum load)
x2 = 2612. Diversity allowances (including calculated LV value)
Calculation =x1/(1+x2)
| GSPs | Assets 132kV | Assets 132kV/EHV | Assets EHV | Assets EHV/HV | Assets 132kV/HV | Assets HV | Assets HV/LV | Assets LV circuits | Transmission exit | Operating 132kV | Operating 132kV/EHV | Operating EHV | Operating EHV/HV | Operating 132kV/HV | Operating HV | Operating HV/LV | Operating LV circuits
Costs based on aggregate maximum load (£/kW/year) | 0 | 8.549 | 4.3409 | 4.8846 | 8.5202 | 3.5896 | 10.1425 | 6.4027 | 9.0416 | 2.6693 | 3.928 | 1.9945 | 2.2443 | 3.9148 | 1.6493 | 4.6601 | 2.9418 | 4.1543
3002. Capacity elements p/kVA/day
This calculation uses aggregate maximum load and no coincidence factor.
Data sources:
x1 = 2602. Standing charges factors adapted to use 132kV/HV
x2 = 2012. Loss adjustment factors between end user meter reading and each network level, scaled by network use
x3 = 3001. Costs based on aggregate maximum load (£/kW/year)
x4 = 1010. Power factor for all flows in the network model (in Financial and general assumptions)
x5 = 1010. Days in the charging year (in Financial and general assumptions)
x6 = 2804. Proportion of annual charge covered by contributions (for all charging levels)
Calculation =100*x1*x2*x3*x4/x5*(1-x6)
| GSPs | Assets 132kV | Assets 132kV/EHV | Assets EHV | Assets EHV/HV | Assets 132kV/HV | Assets HV | Assets HV/LV | Assets LV circuits | Transmission exit | Operating 132kV | Operating 132kV/EHV | Operating EHV | Operating EHV/HV | Operating 132kV/HV | Operating HV | Operating HV/LV | Operating LV circuits
Domestic Unrestricted | 0 | 0 | 0 | 0 | 0 | 0 | 0 | 0 | 0.24557 | 0 | 0 | 0 | 0 | 0 | 0 | 0 | 0 | 1.0813
Domestic Two Rate | 0 | 0 | 0 | 0 | 0 | 0 | 0 | 0 | 0.24557 | 0 | 0 | 0 | 0 | 0 | 0 | 0 | 0 | 1.0813
Domestic Off Peak (related MPAN) | 0 | 0 | 0 | 0 | 0 | 0 | 0 | 0 | 0.24557 | 0 | 0 | 0 | 0 | 0 | 0 | 0 | 0 | 1.0813
Small Non Domestic Unrestricted | 0 | 0 | 0 | 0 | 0 | 0 | 0 | 0 | 0.24557 | 0 | 0 | 0 | 0 | 0 | 0 | 0 | 0 | 1.0813
Small Non Domestic Two Rate | 0 | 0 | 0 | 0 | 0 | 0 | 0 | 0 | 0.24557 | 0 | 0 | 0 | 0 | 0 | 0 | 0 | 0 | 1.0813
Small Non Domestic Off Peak (related MPAN) | 0 | 0 | 0 | 0 | 0 | 0 | 0 | 0 | 0.24557 | 0 | 0 | 0 | 0 | 0 | 0 | 0 | 0 | 1.0813
LV Medium Non-Domestic | 0 | 0 | 0 | 0 | 0 | 0 | 0 | 0 | 0.24557 | 0 | 0 | 0 | 0 | 0 | 0 | 0 | 0 | 1.0813
LV Sub Medium Non-Domestic | 0 | 0 | 0 | 0 | 0 | 0 | 0 | 0.59785 | 0 | 0 | 0 | 0 | 0 | 0 | 0 | 0 | 0.76569 | 0
HV Medium Non-Domestic | 0 | 0.32112 | 0 | 0.081124 | 0.51449 | 0.4883 | 1.2796 | 0 | 0 | 0 | 0.14754 | 0 | 0.037274 | 0.31844 | 0.30222 | 1.2129 | 0 | 0
LV HH Metered | 0 | 0 | 0 | 0 | 0 | 0 | 0.33395 | 0.61263 | 0.24557 | 0 | 0 | 0 | 0 | 0 | 0 | 0.25025 | 0.78463 | 1.0813
LV Sub HH Metered | 0 | 0 | 0 | 0 | 0 | 0 | 1.6295 | 0.59785 | 0 | 0 | 0 | 0 | 0 | 0 | 0 | 1.221 | 0.76569 | 0
HV HH Metered | 0 | 0.32112 | 0 | 0.081124 | 0.51449 | 0.4883 | 1.2796 | 0 | 0 | 0 | 0.14754 | 0 | 0.037274 | 0.31844 | 0.30222 | 1.2129 | 0 | 0
HV Sub HH Metered | 0 | 0 | 0 | 1.2979 | 1.6463 | 0 | 0 | 0 | 0 | 0 | 0 | 0 | 0.59634 | 1.0189 | 0 | 0 | 0 | 0
NHH UMS category A | 0 | 0 | 0 | 0 | 0 | 0 | 0 | 0 | 0 | 0 | 0 | 0 | 0 | 0 | 0 | 0 | 0 | 0
NHH UMS category B | 0 | 0 | 0 | 0 | 0 | 0 | 0 | 0 | 0 | 0 | 0 | 0 | 0 | 0 | 0 | 0 | 0 | 0
NHH UMS category C | 0 | 0 | 0 | 0 | 0 | 0 | 0 | 0 | 0 | 0 | 0 | 0 | 0 | 0 | 0 | 0 | 0 | 0
NHH UMS category D | 0 | 0 | 0 | 0 | 0 | 0 | 0 | 0 | 0 | 0 | 0 | 0 | 0 | 0 | 0 | 0 | 0 | 0
LV UMS (Pseudo HH Metered) | 0 | 0 | 0 | 0 | 0 | 0 | 0 | 0 | 0 | 0 | 0 | 0 | 0 | 0 | 0 | 0 | 0 | 0
3003. Yardstick unit rate p/kWh (taking account of standing charges)
Data sources:
x1 = 2602. Standing charges factors adapted to use 132kV/HV
x2 = 2902. Pay-as-you-go yardstick unit costs by charging level (p/kWh)
x3 = Yardstick components p/kWh (taking account of standing charges) (in Yardstick unit rate p/kWh (taking account of standing charges))
Kind: | Calculation | [17 empty] | Cell summation
Formula: | =(1-x1)*x2 | [17 empty] | =SUM(x3)
Yardstick components p/kWh (taking account of standing charges)
| GSPs | Assets 132kV | Assets 132kV/EHV | Assets EHV | Assets EHV/HV | Assets 132kV/HV | Assets HV | Assets HV/LV | Assets LV circuits | Transmission exit | Operating 132kV | Operating 132kV/EHV | Operating EHV | Operating EHV/HV | Operating 132kV/HV | Operating HV | Operating HV/LV | Operating LV circuits | Yardstick total p/kWh (taking account of standing charges)
Domestic Unrestricted | 0 | 0.25338 | 0.039515 | 0.045512 | 0.077764 | 0.07189 | 0.24336 | 0.08929 | 0 | 0.077297 | 0.11642 | 0.018156 | 0.020912 | 0.03573 | 0.033031 | 0.18237 | 0.11436 | 0 | 1.419
Domestic Two Rate | 0 | 0.17822 | 0.027793 | 0.032011 | 0.054695 | 0.050564 | 0.17117 | 0.062802 | 0 | 0.054367 | 0.081885 | 0.01277 | 0.014708 | 0.025131 | 0.023233 | 0.12827 | 0.080434 | 0 | 0.99805
Domestic Off Peak (related MPAN) | 0 | 0 | 0 | 0 | 0 | 0 | 0 | 0 | 0 | 0 | 0 | 0 | 0 | 0 | 0 | 0 | 0 | 0 | 0
Small Non Domestic Unrestricted | 0 | 0.19996 | 0.031183 | 0.035916 | 0.061367 | 0.056732 | 0.19205 | 0.070463 | 0 | 0.060999 | 0.091873 | 0.014328 | 0.016502 | 0.028196 | 0.026066 | 0.14391 | 0.090245 | 0 | 1.1198
Small Non Domestic Two Rate | 0 | 0.16329 | 0.025464 | 0.029329 | 0.050113 | 0.046328 | 0.15683 | 0.057541 | 0 | 0.049812 | 0.075025 | 0.0117 | 0.013476 | 0.023025 | 0.021286 | 0.11752 | 0.073695 | 0 | 0.91443
Small Non Domestic Off Peak (related MPAN) | 0 | 0 | 0 | 0 | 0 | 0 | 0 | 0 | 0 | 0 | 0 | 0 | 0 | 0 | 0 | 0 | 0 | 0 | 0
LV Medium Non-Domestic | 0 | 0.18588 | 0.028987 | 0.033387 | 0.057046 | 0.052737 | 0.17853 | 0.065502 | 0 | 0.056704 | 0.085404 | 0.013319 | 0.01534 | 0.026211 | 0.024231 | 0.13378 | 0.083891 | 0 | 1.0409
LV Sub Medium Non-Domestic | 0 | 0.18139 | 0.028288 | 0.032581 | 0.055669 | 0.051464 | 0.17422 | 0 | 0 | 0.055335 | 0.083343 | 0.012997 | 0.01497 | 0.025578 | 0.023646 | 0.13055 | 0 | 0 | 0.87003
HV Medium Non-Domestic | 0 | 0.13737 | 0.024868 | 0.022914 | 0 | 0 | 0 | 0 | 0 | 0.048646 | 0.063119 | 0.011426 | 0.010528 | 0 | 0 | 0 | 0 | 0 | 0.31888
LV HH Metered | 0 | 0.16677 | 0.026008 | 0.029956 | 0.051183 | 0.047317 | 0.12814 | 0 | 0 | 0.050876 | 0.076627 | 0.01195 | 0.013764 | 0.023517 | 0.021741 | 0.096026 | 0 | 0 | 0.74388
LV Sub HH Metered | 0 | 0.16275 | 0.02538 | 0.029233 | 0.049948 | 0.046175 | 0 | 0 | 0 | 0.049648 | 0.074777 | 0.011661 | 0.013432 | 0.022949 | 0.021216 | 0 | 0 | 0 | 0.50717
HV HH Metered | 0 | 0.1139 | 0.020619 | 0.018999 | 0 | 0 | 0 | 0 | 0 | 0.040334 | 0.052334 | 0.0094738 | 0.0087294 | 0 | 0 | 0 | 0 | 0 | 0.26439
HV Sub HH Metered | 0 | 0.13006 | 0.065976 | 0 | 0 | 0 | 0 | 0 | 0 | 0.039677 | 0.05976 | 0.030314 | 0 | 0 | 0 | 0 | 0 | 0 | 0.32579
NHH UMS category A | 0 | 0.11365 | 0.017724 | 0.020415 | 0.034881 | 0.032246 | 0.10916 | 0.040051 | 0.016205 | 0.034672 | 0.052221 | 0.0081438 | 0.0093799 | 0.016027 | 0.014816 | 0.081801 | 0.051295 | 0.071351 | 0.72405
NHH UMS category B | 0 | 0.23994 | 0.037418 | 0.043098 | 0.073638 | 0.068076 | 0.23045 | 0.084553 | 0.034211 | 0.073196 | 0.11024 | 0.017193 | 0.019802 | 0.033834 | 0.031279 | 0.17269 | 0.10829 | 0.15063 | 1.5285
NHH UMS category C | 0 | 0.44052 | 0.068699 | 0.079127 | 0.1352 | 0.12499 | 0.42311 | 0.15524 | 0.06281 | 0.13439 | 0.20241 | 0.031565 | 0.036356 | 0.062119 | 0.057427 | 0.31706 | 0.19882 | 0.27655 | 2.8064
NHH UMS category D | 0 | 0.013181 | 0.0020556 | 0.0023676 | 0.0040453 | 0.0037397 | 0.01266 | 0.0046449 | 0.0018793 | 0.004021 | 0.0060562 | 0.00094447 | 0.0010878 | 0.0018587 | 0.0017183 | 0.0094868 | 0.0059489 | 0.0082748 | 0.08397
LV UMS (Pseudo HH Metered) | 0 | 0.2316 | 0.036117 | 0.041599 | 0.071078 | 0.065709 | 0.22244 | 0.081613 | 0.033021 | 0.070651 | 0.10641 | 0.016595 | 0.019114 | 0.032658 | 0.030191 | 0.16669 | 0.10453 | 0.14539 | 1.4754
3004. Unit rate 1 (taking account of standing charges)
Data sources:
x1 = 2602. Standing charges factors adapted to use 132kV/HV
x2 = 2903. Contributions to pay-as-you-go unit rate 1 (p/kWh) (in Pay-as-you-go unit rate 1 p/kWh)
x3 = Contributions to unit rate 1 p/kWh by network level (taking account of standing charges) (in Unit rate 1 (taking account of standing charges))
Kind: | Calculation | [17 empty] | Cell summation
Formula: | =(1-x1)*x2 | [17 empty] | =SUM(x3)
Contributions to unit rate 1 p/kWh by network level (taking account of standing charges)
| GSPs | Assets 132kV | Assets 132kV/EHV | Assets EHV | Assets EHV/HV | Assets 132kV/HV | Assets HV | Assets HV/LV | Assets LV circuits | Transmission exit | Operating 132kV | Operating 132kV/EHV | Operating EHV | Operating EHV/HV | Operating 132kV/HV | Operating HV | Operating HV/LV | Operating LV circuits | Unit rate 1 total p/kWh (taking account of standing charges)
Domestic Two Rate | 0 | 0.28983 | 0.045198 | 0.050487 | 0.086263 | 0.08223 | 0.26996 | 0.099049 | 0 | 0.092935 | 0.13317 | 0.020767 | 0.023197 | 0.039635 | 0.037782 | 0.2023 | 0.12686 | 0 | 1.5997
Domestic Off Peak (related MPAN) | 0 | 0.025374 | 0.0039571 | 0.0059251 | 0.010124 | 0.0071993 | 0.031683 | 0.011624 | 0 | 0.0030852 | 0.011659 | 0.0018182 | 0.0027224 | 0.0046516 | 0.0033078 | 0.023742 | 0.014888 | 0 | 0.16176
Small Non Domestic Two Rate | 0 | 0.24199 | 0.037739 | 0.042305 | 0.072284 | 0.068659 | 0.22622 | 0.082998 | 0 | 0.073028 | 0.11119 | 0.01734 | 0.019438 | 0.033212 | 0.031547 | 0.16952 | 0.1063 | 0 | 1.3338
Small Non Domestic Off Peak (related MPAN) | 0 | 0.036972 | 0.0057657 | 0.0078008 | 0.013329 | 0.01049 | 0.041713 | 0.015304 | 0 | 0.0084265 | 0.016987 | 0.0026492 | 0.0035842 | 0.0061241 | 0.0048197 | 0.031258 | 0.019601 | 0 | 0.22482
LV Medium Non-Domestic | 0 | 0.23191 | 0.036167 | 0.040465 | 0.069139 | 0.065799 | 0.21637 | 0.079387 | 0 | 0.070645 | 0.10656 | 0.016618 | 0.018592 | 0.031767 | 0.030233 | 0.16214 | 0.10167 | 0 | 1.2775
LV Sub Medium Non-Domestic | 0 | 0.23018 | 0.035896 | 0.040161 | 0.068621 | 0.065306 | 0.21475 | 0 | 0 | 0.070115 | 0.10576 | 0.016493 | 0.018453 | 0.031529 | 0.030006 | 0.16092 | 0 | 0 | 1.0882
HV Medium Non-Domestic | 0 | 0.18148 | 0.032852 | 0.029455 | 0 | 0 | 0 | 0 | 0 | 0.06288 | 0.083385 | 0.015095 | 0.013534 | 0 | 0 | 0 | 0 | 0 | 0.41868
LV HH Metered | 0 | 1.0863 | 0.16941 | 0.17953 | 0.30675 | 0.30822 | 0.76799 | 0 | 0 | 0.41887 | 0.49914 | 0.077841 | 0.082488 | 0.14094 | 0.14162 | 0.5755 | 0 | 0 | 4.7546
LV Sub HH Metered | 0 | 1.095 | 0.17077 | 0.18096 | 0.3092 | 0.31068 | 0 | 0 | 0 | 0.42222 | 0.50313 | 0.078463 | 0.083148 | 0.14207 | 0.14275 | 0 | 0 | 0 | 3.4384
HV HH Metered | 0 | 0.82287 | 0.14896 | 0.12628 | 0 | 0 | 0 | 0 | 0 | 0.36829 | 0.37808 | 0.068442 | 0.058023 | 0 | 0 | 0 | 0 | 0 | 1.971
HV Sub HH Metered | 0 | 0.87023 | 0.44143 | 0 | 0 | 0 | 0 | 0 | 0 | 0.33554 | 0.39984 | 0.20283 | 0 | 0 | 0 | 0 | 0 | 0 | 2.2499
NHH UMS category A | 0 | 0.13794 | 0.021512 | 0.024764 | 0.042313 | 0.039136 | 0.13242 | 0.048585 | 0.019658 | 0.042148 | 0.063379 | 0.0098839 | 0.011378 | 0.019441 | 0.017982 | 0.09923 | 0.062224 | 0.086553 | 0.87855
NHH UMS category B | 0 | 0.17752 | 0.027684 | 0.031 | 0.052967 | 0.050366 | 0.16576 | 0.060818 | 0.024607 | 0.064758 | 0.081565 | 0.01272 | 0.014243 | 0.024337 | 0.023142 | 0.12421 | 0.077892 | 0.10835 | 1.1219
NHH UMS category C | 0 | 0.34039 | 0.053084 | 0.057604 | 0.098424 | 0.096576 | 0.30802 | 0.11301 | 0.045726 | 0.12589 | 0.1564 | 0.02439 | 0.026467 | 0.045223 | 0.044374 | 0.23082 | 0.14474 | 0.20133 | 2.1125
NHH UMS category D | 0 | 0.11677 | 0.01821 | 0.021492 | 0.036721 | 0.033129 | 0.11492 | 0.042164 | 0.01706 | 0.027931 | 0.05365 | 0.0083667 | 0.0098748 | 0.016872 | 0.015222 | 0.086117 | 0.054001 | 0.075115 | 0.74761
LV UMS (Pseudo HH Metered) | 0 | 3.318 | 0.51744 | 0.54264 | 0.92717 | 0.94139 | 2.9016 | 1.0646 | 0.43074 | 1.2892 | 1.5245 | 0.23775 | 0.24933 | 0.42601 | 0.43254 | 2.1744 | 1.3635 | 1.8966 | 20.2374
3005. Unit rate 2 (taking account of standing charges)
Data sources:
x1 = 2602. Standing charges factors adapted to use 132kV/HV
x2 = 2904. Contributions to pay-as-you-go unit rate 2 (p/kWh) (in Pay-as-you-go unit rate 2 p/kWh)
x3 = Contributions to unit rate 2 p/kWh by network level (taking account of standing charges) (in Unit rate 2 (taking account of standing charges))
Kind: | Calculation | [17 empty] | Cell summation
Formula: | =(1-x1)*x2 | [17 empty] | =SUM(x3)
Contributions to unit rate 2 p/kWh by network level (taking account of standing charges)
| GSPs | Assets 132kV | Assets 132kV/EHV | Assets EHV | Assets EHV/HV | Assets 132kV/HV | Assets HV | Assets HV/LV | Assets LV circuits | Transmission exit | Operating 132kV | Operating 132kV/EHV | Operating EHV | Operating EHV/HV | Operating 132kV/HV | Operating HV | Operating HV/LV | Operating LV circuits | Unit rate 2 total p/kWh (taking account of standing charges)
Domestic Two Rate | 0 | 0.0090096 | 0.001405 | 0.0042049 | 0.0071846 | 0.0025562 | 0.022485 | 0.0082495 | 0 | 0.00066048 | 0.0041396 | 0.00064557 | 0.001932 | 0.0033011 | 0.0011745 | 0.016849 | 0.010566 | 0 | 0.094362
Small Non Domestic Two Rate | 0 | 0.0076726 | 0.0011965 | 0.0035809 | 0.0061185 | 0.0021769 | 0.019148 | 0.0070254 | 0 | 0.00056246 | 0.0035253 | 0.00054977 | 0.0016453 | 0.0028112 | 0.0010002 | 0.014349 | 0.0089977 | 0 | 0.080359
LV Medium Non-Domestic | 0 | 0.0071385 | 0.0011132 | 0.0033316 | 0.0056925 | 0.0020253 | 0.017815 | 0.0065363 | 0 | 0.00052331 | 0.0032799 | 0.0005115 | 0.0015308 | 0.0026155 | 0.00093058 | 0.01335 | 0.0083713 | 0 | 0.074765
LV Sub Medium Non-Domestic | 0 | 0.007085 | 0.0011049 | 0.0033066 | 0.0056498 | 0.0020102 | 0.017681 | 0 | 0 | 0.00051938 | 0.0032553 | 0.00050766 | 0.0015193 | 0.0025959 | 0.0009236 | 0.01325 | 0 | 0 | 0.059409
HV Medium Non-Domestic | 0 | 0.0056802 | 0.0010283 | 0.0024618 | 0 | 0 | 0 | 0 | 0 | 0.00048336 | 0.0026099 | 0.00047245 | 0.0011311 | 0 | 0 | 0 | 0 | 0 | 0.013867
LV HH Metered | 0 | 0.10962 | 0.017096 | 0.020572 | 0.035149 | 0.031103 | 0.088001 | 0 | 0 | 0.011338 | 0.050369 | 0.007855 | 0.0094521 | 0.01615 | 0.014291 | 0.065944 | 0 | 0 | 0.47694
LV Sub HH Metered | 0 | 0.1105 | 0.017232 | 0.020736 | 0.03543 | 0.031351 | 0 | 0 | 0 | 0.011429 | 0.050771 | 0.0079178 | 0.0095276 | 0.016279 | 0.014405 | 0 | 0 | 0 | 0.32558
HV HH Metered | 0 | 0.083037 | 0.015032 | 0.01447 | 0 | 0 | 0 | 0 | 0 | 0.0099694 | 0.038153 | 0.0069065 | 0.0066486 | 0 | 0 | 0 | 0 | 0 | 0.17422
HV Sub HH Metered | 0 | 0.087816 | 0.044546 | 0 | 0 | 0 | 0 | 0 | 0 | 0.0090828 | 0.040349 | 0.020467 | 0 | 0 | 0 | 0 | 0 | 0 | 0.20226
LV UMS (Pseudo HH Metered) | 0 | 0.095311 | 0.014864 | 0.018291 | 0.031252 | 0.027042 | 0.097803 | 0.035884 | 0.014519 | 0.0096499 | 0.043792 | 0.0068294 | 0.0084039 | 0.014359 | 0.012425 | 0.07329 | 0.045958 | 0.063927 | 0.6136
3006. Unit rate 3 (taking account of standing charges)
Data sources:
x1 = 2602. Standing charges factors adapted to use 132kV/HV
x2 = 2905. Contributions to pay-as-you-go unit rate 3 (p/kWh) (in Pay-as-you-go unit rate 3 p/kWh)
x3 = Contributions to unit rate 3 p/kWh by network level (taking account of standing charges) (in Unit rate 3 (taking account of standing charges))
Kind: | Calculation | [17 empty] | Cell summation
Formula: | =(1-x1)*x2 | [17 empty] | =SUM(x3)
Contributions to unit rate 3 p/kWh by network level (taking account of standing charges)
| GSPs | Assets 132kV | Assets 132kV/EHV | Assets EHV | Assets EHV/HV | Assets 132kV/HV | Assets HV | Assets HV/LV | Assets LV circuits | Transmission exit | Operating 132kV | Operating 132kV/EHV | Operating EHV | Operating EHV/HV | Operating 132kV/HV | Operating HV | Operating HV/LV | Operating LV circuits | Unit rate 3 total p/kWh (taking account of standing charges)
LV HH Metered | 0 | 0.0065189 | 0.0010166 | 0.0030425 | 0.0051984 | 0.0018495 | 0.013015 | 0 | 0 | 0.00047789 | 0.0029952 | 0.0004671 | 0.0013979 | 0.0023885 | 0.00084981 | 0.0097528 | 0 | 0 | 0.04897
LV Sub HH Metered | 0 | 0.006571 | 0.0010247 | 0.0030668 | 0.00524 | 0.0018643 | 0 | 0 | 0 | 0.00048171 | 0.0030192 | 0.00047084 | 0.0014091 | 0.0024076 | 0.0008566 | 0 | 0 | 0 | 0.026412
HV HH Metered | 0 | 0.0049378 | 0.00089387 | 0.0021401 | 0 | 0 | 0 | 0 | 0 | 0.00042018 | 0.0022688 | 0.0004107 | 0.0009833 | 0 | 0 | 0 | 0 | 0 | 0.012055
HV Sub HH Metered | 0 | 0.005222 | 0.0026489 | 0 | 0 | 0 | 0 | 0 | 0 | 0.00038282 | 0.0023994 | 0.0012171 | 0 | 0 | 0 | 0 | 0 | 0 | 0.01187
LV UMS (Pseudo HH Metered) | 0 | 0.0066109 | 0.001031 | 0.0030854 | 0.0052718 | 0.0018757 | 0.016498 | 0.0060532 | 0.0024492 | 0.00048463 | 0.0030375 | 0.0004737 | 0.0014177 | 0.0024222 | 0.00086181 | 0.012363 | 0.0077526 | 0.010784 | 0.082473

## NHH
Standing charges as fixed charges for WPD West Midlands in 2013/14 (April Tariffs 2013/14)
This sheet allocates standing charges to fixed charges for non half hourly settled demand users.
3101. Average maximum kVA/MPAN by end user class, for user classes without an agreed import capacity
Data sources:
x1 = 2305. MPANs (in Equivalent volume for each end user)
x2 = 2407. All units (MWh)
x3 = 1010. Power factor for all flows in the network model (in Financial and general assumptions)
x4 = 1041. Load factor for each type of demand user (in Load profile data for demand users)
x5 = 1010. Days in the charging year (in Financial and general assumptions)
Calculation =IF(x1>0,x2/x1/x3/x4/(24*x5)*1000,0)
Average maximum kVA/MPAN
Domestic Unrestricted | 1.0898
Domestic Two Rate | 2.691
Small Non Domestic Unrestricted | 4.2783
Small Non Domestic Two Rate | 5.9648
LV Medium Non-Domestic | 22.3195
LV Sub Medium Non-Domestic | 9.6236
HV Medium Non-Domestic | 49.5191
3102. Capacity-driven fixed charge elements from standing charges factors p/MPAN/day
Data sources:
x1 = 3002. Capacity elements p/kVA/day
x2 = 3101. Average maximum kVA/MPAN by end user class, for user classes without an agreed import capacity
Calculation =x1*x2
| GSPs | Assets 132kV | Assets 132kV/EHV | Assets EHV | Assets EHV/HV | Assets 132kV/HV | Assets HV | Assets HV/LV | Assets LV circuits | Transmission exit | Operating 132kV | Operating 132kV/EHV | Operating EHV | Operating EHV/HV | Operating 132kV/HV | Operating HV | Operating HV/LV | Operating LV circuits
Domestic Unrestricted | 0 | 0 | 0 | 0 | 0 | 0 | 0 | 0 | 0.26762 | 0 | 0 | 0 | 0 | 0 | 0 | 0 | 0 | 1.1783
Domestic Two Rate | 0 | 0 | 0 | 0 | 0 | 0 | 0 | 0 | 0.66084 | 0 | 0 | 0 | 0 | 0 | 0 | 0 | 0 | 2.9097
Small Non Domestic Unrestricted | 0 | 0 | 0 | 0 | 0 | 0 | 0 | 0 | 1.0506 | 0 | 0 | 0 | 0 | 0 | 0 | 0 | 0 | 4.626
Small Non Domestic Two Rate | 0 | 0 | 0 | 0 | 0 | 0 | 0 | 0 | 1.4648 | 0 | 0 | 0 | 0 | 0 | 0 | 0 | 0 | 6.4495
LV Medium Non-Domestic | 0 | 0 | 0 | 0 | 0 | 0 | 0 | 0 | 5.4811 | 0 | 0 | 0 | 0 | 0 | 0 | 0 | 0 | 24.1332
LV Sub Medium Non-Domestic | 0 | 0 | 0 | 0 | 0 | 0 | 0 | 5.7534 | 0 | 0 | 0 | 0 | 0 | 0 | 0 | 0 | 7.3686 | 0
HV Medium Non-Domestic | 0 | 15.9016 | 0 | 4.0172 | 25.4772 | 24.18 | 63.363 | 0 | 0 | 0 | 7.3063 | 0 | 1.8458 | 15.7686 | 14.9657 | 60.0624 | 0 | 0
3103. Statistics for tariffs charged for LV circuits on an exit point basis
Data sources:
x1 = 2012. Loss adjustment factors between end user meter reading and each network level, scaled by network use
x2 = 2407. All units (MWh)
x3 = 1041. Load factor for each type of demand user (in Load profile data for demand users)
x4 = 1010. Days in the charging year (in Financial and general assumptions)
x5 = Zero for related MPANs
x6 = 2305. MPANs (in Equivalent volume for each end user)
Kind: | Copy cells | Calculation | Combine tables
Formula: | = x1 | =x2/x3/(24*x4)*1000 | = x5 or x6
| Use of LV circuits by each tariff charged on an exit point basis | Unit-based contributions to aggregate maximum load by network level (kW) | Relevant MPAN count
Domestic Unrestricted | 1 | 1998721.9111 | 1930597.6874
Domestic Two Rate | 1 | 804944.4482 | 314865.7186
Small Non Domestic Unrestricted | 1 | 541318.9774 | 133185.0815
Small Non Domestic Two Rate | 1 | 182467.4275 | 32200.6901
3104. Aggregate data for tariffs charged for LV circuits on an exit point basis
Data sources:
x1 = 3103. Use of LV circuits by each tariff charged on an exit point basis (in Statistics for tariffs charged for LV circuits on an exit point basis)
x2 = 3103. Unit-based contributions to aggregate maximum load by network level (kW) (in Statistics for tariffs charged for LV circuits on an exit point basis)
x3 = 3103. Relevant MPAN count (in Statistics for tariffs charged for LV circuits on an exit point basis)
x4 = Aggregate capacity of tariffs charged charged for LV circuits on an exit point basis (kW) (in Aggregate data for tariffs charged for LV circuits on an exit point basis)
x5 = Aggregate number of users charged for LV circuits on an exit point basis (in Aggregate data for tariffs charged for LV circuits on an exit point basis)
x6 = 1010. Power factor for all flows in the network model (in Financial and general assumptions)
Kind: | Sum-product calculation | Sum-product calculation | Calculation
Formula: | =SUMPRODUCT(x1, x2) | =SUMPRODUCT(x1, x3) | =x4/x5/x6
| Aggregate capacity of tariffs charged charged for LV circuits on an exit point basis (kW) | Aggregate number of users charged for LV circuits on an exit point basis | Average maximum kVA of tariffs charged on an exit point basis for LV circuits
Aggregate data for tariffs charged for LV circuits on an exit point basis | 3527452.7643 | 2410849.1776 | 1.5402
3105. LV fixed charge elements from standing charges factors p/MPAN/day
Data sources:
x1 = 3002. Capacity elements p/kVA/day
x2 = 3104. Average maximum kVA of tariffs charged on an exit point basis for LV circuits (in Aggregate data for tariffs charged for LV circuits on an exit point basis)
Calculation =x1*x2
| Assets LV circuits | Operating LV circuits
Domestic Unrestricted | 0.37822 | 1.6653
Domestic Two Rate | 0.37822 | 1.6653
Small Non Domestic Unrestricted | 0.37822 | 1.6653
Small Non Domestic Two Rate | 0.37822 | 1.6653
3106. Fixed charge elements from standing charges factors p/MPAN/day
Data sources:
x1 = Zero for related MPANs
x2 = 3105. LV fixed charge elements from standing charges factors p/MPAN/day
x3 = 3102. Capacity-driven fixed charge elements from standing charges factors p/MPAN/day
Combine tables = x1 or x2 or x3
| GSPs | Assets 132kV | Assets 132kV/EHV | Assets EHV | Assets EHV/HV | Assets 132kV/HV | Assets HV | Assets HV/LV | Assets LV circuits | Transmission exit | Operating 132kV | Operating 132kV/EHV | Operating EHV | Operating EHV/HV | Operating 132kV/HV | Operating HV | Operating HV/LV | Operating LV circuits
Domestic Unrestricted | 0 | 0 | 0 | 0 | 0 | 0 | 0 | 0 | 0.37822 | 0 | 0 | 0 | 0 | 0 | 0 | 0 | 0 | 1.6653
Domestic Two Rate | 0 | 0 | 0 | 0 | 0 | 0 | 0 | 0 | 0.37822 | 0 | 0 | 0 | 0 | 0 | 0 | 0 | 0 | 1.6653
Small Non Domestic Unrestricted | 0 | 0 | 0 | 0 | 0 | 0 | 0 | 0 | 0.37822 | 0 | 0 | 0 | 0 | 0 | 0 | 0 | 0 | 1.6653
Small Non Domestic Two Rate | 0 | 0 | 0 | 0 | 0 | 0 | 0 | 0 | 0.37822 | 0 | 0 | 0 | 0 | 0 | 0 | 0 | 0 | 1.6653
LV Medium Non-Domestic | 0 | 0 | 0 | 0 | 0 | 0 | 0 | 0 | 5.4811 | 0 | 0 | 0 | 0 | 0 | 0 | 0 | 0 | 24.1332
LV Sub Medium Non-Domestic | 0 | 0 | 0 | 0 | 0 | 0 | 0 | 5.7534 | 0 | 0 | 0 | 0 | 0 | 0 | 0 | 0 | 7.3686 | 0
HV Medium Non-Domestic | 0 | 15.9016 | 0 | 4.0172 | 25.4772 | 24.18 | 63.363 | 0 | 0 | 0 | 7.3063 | 0 | 1.8458 | 15.7686 | 14.9657 | 60.0624 | 0 | 0

## Reactive
Reactive power unit charges for WPD West Midlands in 2013/14 (April Tariffs 2013/14)
3201. Standard components p/kWh for reactive power (absolute value)
Data sources:
x1 = 3003. Yardstick components p/kWh (taking account of standing charges) (in Yardstick unit rate p/kWh (taking account of standing charges))
Calculation =ABS(x1)
| GSPs | Assets 132kV | Assets 132kV/EHV | Assets EHV | Assets EHV/HV | Assets 132kV/HV | Assets HV | Assets HV/LV | Assets LV circuits | Transmission exit | Operating 132kV | Operating 132kV/EHV | Operating EHV | Operating EHV/HV | Operating 132kV/HV | Operating HV | Operating HV/LV | Operating LV circuits
LV HH Metered | 0 | 0.16677 | 0.026008 | 0.029956 | 0.051183 | 0.047317 | 0.12814 | 0 | 0 | 0.050876 | 0.076627 | 0.01195 | 0.013764 | 0.023517 | 0.021741 | 0.096026 | 0 | 0
LV Sub HH Metered | 0 | 0.16275 | 0.02538 | 0.029233 | 0.049948 | 0.046175 | 0 | 0 | 0 | 0.049648 | 0.074777 | 0.011661 | 0.013432 | 0.022949 | 0.021216 | 0 | 0 | 0
HV HH Metered | 0 | 0.1139 | 0.020619 | 0.018999 | 0 | 0 | 0 | 0 | 0 | 0.040334 | 0.052334 | 0.0094738 | 0.0087294 | 0 | 0 | 0 | 0 | 0
HV Sub HH Metered | 0 | 0.13006 | 0.065976 | 0 | 0 | 0 | 0 | 0 | 0 | 0.039677 | 0.05976 | 0.030314 | 0 | 0 | 0 | 0 | 0 | 0
3202. Standard reactive p/kVArh
Data sources:
x1 = 3201. Standard components p/kWh for reactive power (absolute value)
x2 = 1092. Average kVAr by kVA, by network level
x3 = 1010. Power factor for all flows in the network model (in Financial and general assumptions)
Calculation =x1*x2*x3
| GSPs | Assets 132kV | Assets 132kV/EHV | Assets EHV | Assets EHV/HV | Assets 132kV/HV | Assets HV | Assets HV/LV | Assets LV circuits | Transmission exit | Operating 132kV | Operating 132kV/EHV | Operating EHV | Operating EHV/HV | Operating 132kV/HV | Operating HV | Operating HV/LV | Operating LV circuits
LV HH Metered | 0 | 0.04453 | 0.0069444 | 0.0079985 | 0.013666 | 0.012634 | 0.034216 | 0 | 0 | 0.013584 | 0.02046 | 0.0031907 | 0.0036751 | 0.0062793 | 0.005805 | 0.02564 | 0 | 0
LV Sub HH Metered | 0 | 0.043455 | 0.0067768 | 0.0078054 | 0.013337 | 0.012329 | 0 | 0 | 0 | 0.013256 | 0.019966 | 0.0031137 | 0.0035863 | 0.0061277 | 0.0056648 | 0 | 0 | 0
HV HH Metered | 0 | 0.030413 | 0.0055054 | 0.0050729 | 0 | 0 | 0 | 0 | 0 | 0.01077 | 0.013974 | 0.0025296 | 0.0023308 | 0 | 0 | 0 | 0 | 0
HV Sub HH Metered | 0 | 0.034728 | 0.017616 | 0 | 0 | 0 | 0 | 0 | 0 | 0.010594 | 0.015956 | 0.0080941 | 0 | 0 | 0 | 0 | 0 | 0
3203. Network use factors for generator reactive unit charges
These factors differ from the network use factors for active power charges/credits in the case of generators,
who do not qualify for active power credits at the voltage of connection but are charged reactive unit charges for costs caused at that voltage.
| GSPs | 132kV | 132kV/EHV | EHV | EHV/HV | 132kV/HV | HV | HV/LV | LV circuits
LV Generation Intermittent | 1 | 1 | 1 | 1 | 1 | 1 | 1 | 1 | 1
LV Generation Non-Intermittent | 1 | 1 | 1 | 1 | 1 | 1 | 1 | 1 | 1
LV Sub Generation Intermittent | 1 | 1 | 1 | 1 | 1 | 1 | 1 | 1 | 0
LV Sub Generation Non-Intermittent | 1 | 1 | 1 | 1 | 1 | 1 | 1 | 1 | 0
HV Generation Intermittent | 1 | 1 | 1 | 1 | 1 | 1 | 1 | 0 | 0
HV Generation Non-Intermittent | 1 | 1 | 1 | 1 | 1 | 1 | 1 | 0 | 0
HV Sub Generation Intermittent | 1 | 1 | 1 | 1 | 0 | 1 | 0 | 0 | 0
HV Sub Generation Non-Intermittent | 1 | 1 | 1 | 1 | 0 | 1 | 0 | 0 | 0
3204. Absolute value of load coefficient (kW peak / average kW)
Data sources:
x1 = 2302. Load coefficient
Calculation =ABS(x1)
Absolute load coefficient
LV Generation Intermittent | 1
LV Generation Non-Intermittent | 1
LV Sub Generation Intermittent | 1
LV Sub Generation Non-Intermittent | 1
HV Generation Intermittent | 1
HV Generation Non-Intermittent | 1
HV Sub Generation Intermittent | 1
HV Sub Generation Non-Intermittent | 1
3205. Pay-as-you-go components p/kWh for reactive power (absolute value)
Data sources:
x1 = 2901. Unit cost at each level, £/kW/year (relative to system simultaneous maximum load)
x2 = 3204. Absolute value of load coefficient (kW peak / average kW)
x3 = 2001. Loss adjustment factor to transmission (in Loss adjustment factors to transmission)
x4 = 2004. Loss adjustment factor to transmission for each network level
x5 = 2804. Proportion of annual charge covered by contributions (for all charging levels)
x6 = 3203. Network use factors for generator reactive unit charges
x7 = 1010. Days in the charging year (in Financial and general assumptions)
Calculation =x1*x2*x3/x4*(1-x5)*x6/(24*x7)*100
| GSPs | Assets 132kV | Assets 132kV/EHV | Assets EHV | Assets EHV/HV | Assets 132kV/HV | Assets HV | Assets HV/LV | Assets LV circuits | Transmission exit | Operating 132kV | Operating 132kV/EHV | Operating EHV | Operating EHV/HV | Operating 132kV/HV | Operating HV | Operating HV/LV | Operating LV circuits
LV Generation Intermittent | 0 | 0.11365 | 0.057653 | 0.066403 | 0.11346 | 0.046561 | 0.10916 | 0.040051 | 0.016205 | 0.034672 | 0.052221 | 0.02649 | 0.03051 | 0.052131 | 0.021393 | 0.081801 | 0.051295 | 0.071351
LV Generation Non-Intermittent | 0 | 0.11365 | 0.057653 | 0.066403 | 0.11346 | 0.046561 | 0.10916 | 0.040051 | 0.016205 | 0.034672 | 0.052221 | 0.02649 | 0.03051 | 0.052131 | 0.021393 | 0.081801 | 0.051295 | 0.071351
LV Sub Generation Intermittent | 0 | 0.11091 | 0.056261 | 0.0648 | 0.11072 | 0.045437 | 0.10653 | 0.039084 | 0 | 0.033835 | 0.05096 | 0.02585 | 0.029774 | 0.050872 | 0.020877 | 0.079826 | 0.050057 | 0
LV Sub Generation Non-Intermittent | 0 | 0.11091 | 0.056261 | 0.0648 | 0.11072 | 0.045437 | 0.10653 | 0.039084 | 0 | 0.033835 | 0.05096 | 0.02585 | 0.029774 | 0.050872 | 0.020877 | 0.079826 | 0.050057 | 0
HV Generation Intermittent | 0 | 0.11017 | 0.055886 | 0.064369 | 0.081646 | 0.033506 | 0.083652 | 0 | 0 | 0.033609 | 0.050621 | 0.025678 | 0.029575 | 0.050533 | 0.020738 | 0.079295 | 0 | 0
HV Generation Non-Intermittent | 0 | 0.11017 | 0.055886 | 0.064369 | 0.081646 | 0.033506 | 0.083652 | 0 | 0 | 0.033609 | 0.050621 | 0.025678 | 0.029575 | 0.050533 | 0.020738 | 0.079295 | 0 | 0
HV Sub Generation Intermittent | 0 | 0.10838 | 0.054976 | 0.063321 | 0 | 0.044399 | 0 | 0 | 0 | 0.033062 | 0.049796 | 0.02526 | 0.029094 | 0 | 0.0204 | 0 | 0 | 0
HV Sub Generation Non-Intermittent | 0 | 0.10838 | 0.054976 | 0.063321 | 0 | 0.044399 | 0 | 0 | 0 | 0.033062 | 0.049796 | 0.02526 | 0.029094 | 0 | 0.0204 | 0 | 0 | 0
3206. Pay-as-you-go reactive p/kVArh
Data sources:
x1 = 3205. Pay-as-you-go components p/kWh for reactive power (absolute value)
x2 = 1092. Average kVAr by kVA, by network level
x3 = 1010. Power factor for all flows in the network model (in Financial and general assumptions)
Calculation =x1*x2*x3
| GSPs | Assets 132kV | Assets 132kV/EHV | Assets EHV | Assets EHV/HV | Assets 132kV/HV | Assets HV | Assets HV/LV | Assets LV circuits | Transmission exit | Operating 132kV | Operating 132kV/EHV | Operating EHV | Operating EHV/HV | Operating 132kV/HV | Operating HV | Operating HV/LV | Operating LV circuits
LV Generation Intermittent | 0 | 0.030347 | 0.015394 | 0.01773 | 0.030295 | 0.012432 | 0.029147 | 0.010694 | 0.0043269 | 0.0092577 | 0.013943 | 0.007073 | 0.0081465 | 0.013919 | 0.0057122 | 0.021842 | 0.013696 | 0.019051
LV Generation Non-Intermittent | 0 | 0.030347 | 0.015394 | 0.01773 | 0.030295 | 0.012432 | 0.029147 | 0.010694 | 0.0043269 | 0.0092577 | 0.013943 | 0.007073 | 0.0081465 | 0.013919 | 0.0057122 | 0.021842 | 0.013696 | 0.019051
LV Sub Generation Intermittent | 0 | 0.029614 | 0.015022 | 0.017302 | 0.029563 | 0.012132 | 0.028444 | 0.010436 | 0 | 0.0090342 | 0.013607 | 0.0069022 | 0.0079499 | 0.013583 | 0.0055743 | 0.021314 | 0.013366 | 0
LV Sub Generation Non-Intermittent | 0 | 0.029614 | 0.015022 | 0.017302 | 0.029563 | 0.012132 | 0.028444 | 0.010436 | 0 | 0.0090342 | 0.013607 | 0.0069022 | 0.0079499 | 0.013583 | 0.0055743 | 0.021314 | 0.013366 | 0
HV Generation Intermittent | 0 | 0.029417 | 0.014922 | 0.017187 | 0.0218 | 0.0089463 | 0.022336 | 0 | 0 | 0.008974 | 0.013516 | 0.0068562 | 0.0078969 | 0.013493 | 0.0055371 | 0.021172 | 0 | 0
HV Generation Non-Intermittent | 0 | 0.029417 | 0.014922 | 0.017187 | 0.0218 | 0.0089463 | 0.022336 | 0 | 0 | 0.008974 | 0.013516 | 0.0068562 | 0.0078969 | 0.013493 | 0.0055371 | 0.021172 | 0 | 0
HV Sub Generation Intermittent | 0 | 0.028938 | 0.014679 | 0.016907 | 0 | 0.011855 | 0 | 0 | 0 | 0.0088279 | 0.013296 | 0.0067446 | 0.0077683 | 0 | 0.005447 | 0 | 0 | 0
HV Sub Generation Non-Intermittent | 0 | 0.028938 | 0.014679 | 0.016907 | 0 | 0.011855 | 0 | 0 | 0 | 0.0088279 | 0.013296 | 0.0067446 | 0.0077683 | 0 | 0.005447 | 0 | 0 | 0

## Aggreg
Aggregation for WPD West Midlands in 2013/14 (April Tariffs 2013/14)
This sheet aggregates elements of tariffs excluding revenue matching and final adjustments and rounding.
3301. Unit rate 1 p/kWh (elements)
Data sources:
x1 = 3004. Unit rate 1 total p/kWh (taking account of standing charges) (in Unit rate 1 (taking account of standing charges)) — for Tariffs with Unit rate 1 p/kWh from Standard 1 kWh
x2 = 3003. Yardstick total p/kWh (taking account of standing charges) (in Yardstick unit rate p/kWh (taking account of standing charges)) — for Tariffs with Unit rate 1 p/kWh from Standard yardstick kWh
x3 = 2903. Pay-as-you-go unit rate 1 (p/kWh) (in Pay-as-you-go unit rate 1 p/kWh) — for Tariffs with Unit rate 1 p/kWh from PAYG 1 kWh
x4 = 2903. Pay-as-you-go unit rate 1 (p/kWh) (in Pay-as-you-go unit rate 1 p/kWh) — for Tariffs with Unit rate 1 p/kWh from PAYG 1 kWh & customer
x5 = 2902. Pay-as-you-go yardstick unit rate (p/kWh) — for Tariffs with Unit rate 1 p/kWh from PAYG yardstick kWh
x6 = 2203. Service model asset p/kWh charge for unmetered tariffs — for Tariffs with Unit rate 1 p/kWh from PAYG 1 kWh & customer
x7 = 2712. Operating expenditure for unmetered customer assets (p/kWh) — for Tariffs with Unit rate 1 p/kWh from PAYG 1 kWh & customer
Combine tables = x1 or x2 or x3 or x4 or x5 or x6 or x7
| GSPs | Assets 132kV | Assets 132kV/EHV | Assets EHV | Assets EHV/HV | Assets 132kV/HV | Assets HV | Assets HV/LV | Assets LV circuits | Assets LV customer | Assets HV customer | Transmission exit | Operating 132kV | Operating 132kV/EHV | Operating EHV | Operating EHV/HV | Operating 132kV/HV | Operating HV | Operating HV/LV | Operating LV circuits | Operating LV customer | Operating HV customer
Domestic Unrestricted | 0 | 0.25338 | 0.039515 | 0.045512 | 0.077764 | 0.07189 | 0.24336 | 0.08929 | 0 |  |  | 0.077297 | 0.11642 | 0.018156 | 0.020912 | 0.03573 | 0.033031 | 0.18237 | 0.11436 | 0
Domestic Two Rate | 0 | 0.28983 | 0.045198 | 0.050487 | 0.086263 | 0.08223 | 0.26996 | 0.099049 | 0 |  |  | 0.092935 | 0.13317 | 0.020767 | 0.023197 | 0.039635 | 0.037782 | 0.2023 | 0.12686 | 0
Domestic Off Peak (related MPAN) | 0 | 0.025374 | 0.0039571 | 0.0059251 | 0.010124 | 0.0071993 | 0.031683 | 0.011624 | 0 |  |  | 0.0030852 | 0.011659 | 0.0018182 | 0.0027224 | 0.0046516 | 0.0033078 | 0.023742 | 0.014888 | 0
Small Non Domestic Unrestricted | 0 | 0.19996 | 0.031183 | 0.035916 | 0.061367 | 0.056732 | 0.19205 | 0.070463 | 0 |  |  | 0.060999 | 0.091873 | 0.014328 | 0.016502 | 0.028196 | 0.026066 | 0.14391 | 0.090245 | 0
Small Non Domestic Two Rate | 0 | 0.24199 | 0.037739 | 0.042305 | 0.072284 | 0.068659 | 0.22622 | 0.082998 | 0 |  |  | 0.073028 | 0.11119 | 0.01734 | 0.019438 | 0.033212 | 0.031547 | 0.16952 | 0.1063 | 0
Small Non Domestic Off Peak (related MPAN) | 0 | 0.036972 | 0.0057657 | 0.0078008 | 0.013329 | 0.01049 | 0.041713 | 0.015304 | 0 |  |  | 0.0084265 | 0.016987 | 0.0026492 | 0.0035842 | 0.0061241 | 0.0048197 | 0.031258 | 0.019601 | 0
LV Medium Non-Domestic | 0 | 0.23191 | 0.036167 | 0.040465 | 0.069139 | 0.065799 | 0.21637 | 0.079387 | 0 |  |  | 0.070645 | 0.10656 | 0.016618 | 0.018592 | 0.031767 | 0.030233 | 0.16214 | 0.10167 | 0
LV Sub Medium Non-Domestic | 0 | 0.23018 | 0.035896 | 0.040161 | 0.068621 | 0.065306 | 0.21475 | 0 | 0 |  |  | 0.070115 | 0.10576 | 0.016493 | 0.018453 | 0.031529 | 0.030006 | 0.16092 | 0 | 0
HV Medium Non-Domestic | 0 | 0.18148 | 0.032852 | 0.029455 | 0 | 0 | 0 | 0 | 0 |  |  | 0.06288 | 0.083385 | 0.015095 | 0.013534 | 0 | 0 | 0 | 0 | 0
LV HH Metered | 0 | 1.0863 | 0.16941 | 0.17953 | 0.30675 | 0.30822 | 0.76799 | 0 | 0 |  |  | 0.41887 | 0.49914 | 0.077841 | 0.082488 | 0.14094 | 0.14162 | 0.5755 | 0 | 0
LV Sub HH Metered | 0 | 1.095 | 0.17077 | 0.18096 | 0.3092 | 0.31068 | 0 | 0 | 0 |  |  | 0.42222 | 0.50313 | 0.078463 | 0.083148 | 0.14207 | 0.14275 | 0 | 0 | 0
HV HH Metered | 0 | 0.82287 | 0.14896 | 0.12628 | 0 | 0 | 0 | 0 | 0 |  |  | 0.36829 | 0.37808 | 0.068442 | 0.058023 | 0 | 0 | 0 | 0 | 0
HV Sub HH Metered | 0 | 0.87023 | 0.44143 | 0 | 0 | 0 | 0 | 0 | 0 |  |  | 0.33554 | 0.39984 | 0.20283 | 0 | 0 | 0 | 0 | 0 | 0
NHH UMS category A | 0 | 0.13794 | 0.021512 | 0.024764 | 0.042313 | 0.039136 | 0.13242 | 0.048585 | 0.019658 |  |  | 0.042148 | 0.063379 | 0.0098839 | 0.011378 | 0.019441 | 0.017982 | 0.09923 | 0.062224 | 0.086553 | 0.63753
NHH UMS category B | 0 | 0.17752 | 0.027684 | 0.031 | 0.052967 | 0.050366 | 0.16576 | 0.060818 | 0.024607 |  |  | 0.064758 | 0.081565 | 0.01272 | 0.014243 | 0.024337 | 0.023142 | 0.12421 | 0.077892 | 0.10835 | 0.63753
NHH UMS category C | 0 | 0.34039 | 0.053084 | 0.057604 | 0.098424 | 0.096576 | 0.30802 | 0.11301 | 0.045726 |  |  | 0.12589 | 0.1564 | 0.02439 | 0.026467 | 0.045223 | 0.044374 | 0.23082 | 0.14474 | 0.20133 | 0.63753
NHH UMS category D | 0 | 0.11677 | 0.01821 | 0.021492 | 0.036721 | 0.033129 | 0.11492 | 0.042164 | 0.01706 |  |  | 0.027931 | 0.05365 | 0.0083667 | 0.0098748 | 0.016872 | 0.015222 | 0.086117 | 0.054001 | 0.075115 | 0.63753
LV UMS (Pseudo HH Metered) | 0 | 3.318 | 0.51744 | 0.54264 | 0.92717 | 0.94139 | 2.9016 | 1.0646 | 0.43074 |  |  | 1.2892 | 1.5245 | 0.23775 | 0.24933 | 0.42601 | 0.43254 | 2.1744 | 1.3635 | 1.8966 | 0.63753
LV Generation NHH | 0 | -0.11365 | -0.017724 | -0.020415 | -0.034881 | -0.032246 | -0.10916 | -0.040051 | 0 |  |  | -0.034672 | -0.052221 | -0.0081438 | -0.0093799 | -0.016027 | -0.014816 | -0.081801 | -0.051295 | 0
LV Sub Generation NHH | 0 | -0.11091 | -0.017297 | -0.019922 | -0.034039 | -0.031468 | -0.10653 | 0 | 0 |  |  | -0.033835 | -0.05096 | -0.0079472 | -0.0091535 | -0.01564 | -0.014458 | -0.079826 | 0 | 0
LV Generation Intermittent | 0 | -0.11365 | -0.017724 | -0.020415 | -0.034881 | -0.032246 | -0.10916 | -0.040051 | 0 |  |  | -0.034672 | -0.052221 | -0.0081438 | -0.0093799 | -0.016027 | -0.014816 | -0.081801 | -0.051295 | 0
LV Generation Non-Intermittent | 0 | -0.9126 | -0.14232 | -0.15082 | -0.25769 | -0.25892 | -0.80645 | -0.29588 | 0 |  |  | -0.35188 | -0.41931 | -0.065391 | -0.069295 | -0.1184 | -0.11897 | -0.60432 | -0.37895 | 0
LV Sub Generation Intermittent | 0 | -0.11091 | -0.017297 | -0.019922 | -0.034039 | -0.031468 | -0.10653 | 0 | 0 |  |  | -0.033835 | -0.05096 | -0.0079472 | -0.0091535 | -0.01564 | -0.014458 | -0.079826 | 0 | 0
LV Sub Generation Non-Intermittent | 0 | -0.89057 | -0.13888 | -0.14718 | -0.25147 | -0.25267 | -0.78698 | 0 | 0 |  |  | -0.34338 | -0.40919 | -0.063813 | -0.067622 | -0.11554 | -0.1161 | -0.58973 | 0 | 0
HV Generation Intermittent | 0 | -0.11017 | -0.017181 | -0.019789 | -0.025101 | -0.023205 | 0 | 0 | 0 |  |  | -0.033609 | -0.050621 | -0.0078943 | -0.0090925 | -0.015536 | -0.014362 | 0 | 0 | 0
HV Generation Non-Intermittent | 0 | -0.88463 | -0.13796 | -0.14619 | -0.18544 | -0.18632 | 0 | 0 | 0 |  |  | -0.3411 | -0.40646 | -0.063388 | -0.067172 | -0.11477 | -0.11532 | 0 | 0 | 0
HV Sub Generation Intermittent | 0 | -0.10838 | -0.054976 | -0.063321 | 0 | 0 | 0 | 0 | 0 |  |  | -0.033062 | -0.049796 | -0.02526 | -0.029094 | 0 | 0 | 0 | 0 | 0
HV Sub Generation Non-Intermittent | 0 | -0.87023 | -0.44143 | -0.46779 | 0 | 0 | 0 | 0 | 0 |  |  | -0.33554 | -0.39984 | -0.20283 | -0.21493 | 0 | 0 | 0 | 0 | 0
3302. Unit rate 2 p/kWh (elements)
Data sources:
x1 = 3005. Unit rate 2 total p/kWh (taking account of standing charges) (in Unit rate 2 (taking account of standing charges)) — for Tariffs with Unit rate 2 p/kWh from Standard 2 kWh
x2 = 2904. Pay-as-you-go unit rate 2 (p/kWh) (in Pay-as-you-go unit rate 2 p/kWh) — for Tariffs with Unit rate 2 p/kWh from PAYG 2 kWh
x3 = 2904. Pay-as-you-go unit rate 2 (p/kWh) (in Pay-as-you-go unit rate 2 p/kWh) — for Tariffs with Unit rate 2 p/kWh from PAYG 2 kWh & customer
x4 = 2203. Service model asset p/kWh charge for unmetered tariffs — for Tariffs with Unit rate 2 p/kWh from PAYG 2 kWh & customer
x5 = 2712. Operating expenditure for unmetered customer assets (p/kWh) — for Tariffs with Unit rate 2 p/kWh from PAYG 2 kWh & customer
Combine tables = x1 or x2 or x3 or x4 or x5
| GSPs | Assets 132kV | Assets 132kV/EHV | Assets EHV | Assets EHV/HV | Assets 132kV/HV | Assets HV | Assets HV/LV | Assets LV circuits | Assets LV customer | Assets HV customer | Transmission exit | Operating 132kV | Operating 132kV/EHV | Operating EHV | Operating EHV/HV | Operating 132kV/HV | Operating HV | Operating HV/LV | Operating LV circuits | Operating LV customer | Operating HV customer
Domestic Unrestricted
Domestic Two Rate | 0 | 0.0090096 | 0.001405 | 0.0042049 | 0.0071846 | 0.0025562 | 0.022485 | 0.0082495 | 0 |  |  | 0.00066048 | 0.0041396 | 0.00064557 | 0.001932 | 0.0033011 | 0.0011745 | 0.016849 | 0.010566 | 0
Domestic Off Peak (related MPAN)
Small Non Domestic Unrestricted
Small Non Domestic Two Rate | 0 | 0.0076726 | 0.0011965 | 0.0035809 | 0.0061185 | 0.0021769 | 0.019148 | 0.0070254 | 0 |  |  | 0.00056246 | 0.0035253 | 0.00054977 | 0.0016453 | 0.0028112 | 0.0010002 | 0.014349 | 0.0089977 | 0
Small Non Domestic Off Peak (related MPAN)
LV Medium Non-Domestic | 0 | 0.0071385 | 0.0011132 | 0.0033316 | 0.0056925 | 0.0020253 | 0.017815 | 0.0065363 | 0 |  |  | 0.00052331 | 0.0032799 | 0.0005115 | 0.0015308 | 0.0026155 | 0.00093058 | 0.01335 | 0.0083713 | 0
LV Sub Medium Non-Domestic | 0 | 0.007085 | 0.0011049 | 0.0033066 | 0.0056498 | 0.0020102 | 0.017681 | 0 | 0 |  |  | 0.00051938 | 0.0032553 | 0.00050766 | 0.0015193 | 0.0025959 | 0.0009236 | 0.01325 | 0 | 0
HV Medium Non-Domestic | 0 | 0.0056802 | 0.0010283 | 0.0024618 | 0 | 0 | 0 | 0 | 0 |  |  | 0.00048336 | 0.0026099 | 0.00047245 | 0.0011311 | 0 | 0 | 0 | 0 | 0
LV HH Metered | 0 | 0.10962 | 0.017096 | 0.020572 | 0.035149 | 0.031103 | 0.088001 | 0 | 0 |  |  | 0.011338 | 0.050369 | 0.007855 | 0.0094521 | 0.01615 | 0.014291 | 0.065944 | 0 | 0
LV Sub HH Metered | 0 | 0.1105 | 0.017232 | 0.020736 | 0.03543 | 0.031351 | 0 | 0 | 0 |  |  | 0.011429 | 0.050771 | 0.0079178 | 0.0095276 | 0.016279 | 0.014405 | 0 | 0 | 0
HV HH Metered | 0 | 0.083037 | 0.015032 | 0.01447 | 0 | 0 | 0 | 0 | 0 |  |  | 0.0099694 | 0.038153 | 0.0069065 | 0.0066486 | 0 | 0 | 0 | 0 | 0
HV Sub HH Metered | 0 | 0.087816 | 0.044546 | 0 | 0 | 0 | 0 | 0 | 0 |  |  | 0.0090828 | 0.040349 | 0.020467 | 0 | 0 | 0 | 0 | 0 | 0
NHH UMS category A
NHH UMS category B
NHH UMS category C
NHH UMS category D
LV UMS (Pseudo HH Metered) | 0 | 0.095311 | 0.014864 | 0.018291 | 0.031252 | 0.027042 | 0.097803 | 0.035884 | 0.014519 |  |  | 0.0096499 | 0.043792 | 0.0068294 | 0.0084039 | 0.014359 | 0.012425 | 0.07329 | 0.045958 | 0.063927 | 0.63753
LV Generation NHH
LV Sub Generation NHH
LV Generation Intermittent
LV Generation Non-Intermittent | 0 | -0.092091 | -0.014362 | -0.017282 | -0.029528 | -0.026128 | -0.092408 | -0.033904 | 0 |  |  | -0.009525 | -0.042313 | -0.0065987 | -0.0079403 | -0.013567 | -0.012005 | -0.069247 | -0.043423 | 0
LV Sub Generation Intermittent
LV Sub Generation Non-Intermittent | 0 | -0.089868 | -0.014015 | -0.016864 | -0.028815 | -0.025497 | -0.090177 | 0 | 0 |  |  | -0.0092951 | -0.041291 | -0.0064394 | -0.0077487 | -0.01324 | -0.011715 | -0.067575 | 0 | 0
HV Generation Intermittent
HV Generation Non-Intermittent | 0 | -0.089269 | -0.013922 | -0.016752 | -0.021249 | -0.018802 | 0 | 0 | 0 |  |  | -0.0092331 | -0.041016 | -0.0063965 | -0.007697 | -0.013151 | -0.011637 | 0 | 0 | 0
HV Sub Generation Intermittent
HV Sub Generation Non-Intermittent | 0 | -0.087816 | -0.044546 | -0.053603 | 0 | 0 | 0 | 0 | 0 |  |  | -0.0090828 | -0.040349 | -0.020467 | -0.024629 | 0 | 0 | 0 | 0 | 0
3303. Unit rate 3 p/kWh (elements)
Data sources:
x1 = 3006. Unit rate 3 total p/kWh (taking account of standing charges) (in Unit rate 3 (taking account of standing charges)) — for Tariffs with Unit rate 3 p/kWh from Standard 3 kWh
x2 = 2905. Pay-as-you-go unit rate 3 (p/kWh) (in Pay-as-you-go unit rate 3 p/kWh) — for Tariffs with Unit rate 3 p/kWh from PAYG 3 kWh
x3 = 2905. Pay-as-you-go unit rate 3 (p/kWh) (in Pay-as-you-go unit rate 3 p/kWh) — for Tariffs with Unit rate 3 p/kWh from PAYG 3 kWh & customer
x4 = 2203. Service model asset p/kWh charge for unmetered tariffs — for Tariffs with Unit rate 3 p/kWh from PAYG 3 kWh & customer
x5 = 2712. Operating expenditure for unmetered customer assets (p/kWh) — for Tariffs with Unit rate 3 p/kWh from PAYG 3 kWh & customer
Combine tables = x1 or x2 or x3 or x4 or x5
| GSPs | Assets 132kV | Assets 132kV/EHV | Assets EHV | Assets EHV/HV | Assets 132kV/HV | Assets HV | Assets HV/LV | Assets LV circuits | Assets LV customer | Assets HV customer | Transmission exit | Operating 132kV | Operating 132kV/EHV | Operating EHV | Operating EHV/HV | Operating 132kV/HV | Operating HV | Operating HV/LV | Operating LV circuits | Operating LV customer | Operating HV customer
Domestic Unrestricted
Domestic Two Rate
Domestic Off Peak (related MPAN)
Small Non Domestic Unrestricted
Small Non Domestic Two Rate
Small Non Domestic Off Peak (related MPAN)
LV Medium Non-Domestic
LV Sub Medium Non-Domestic
HV Medium Non-Domestic
LV HH Metered | 0 | 0.0065189 | 0.0010166 | 0.0030425 | 0.0051984 | 0.0018495 | 0.013015 | 0 | 0 |  |  | 0.00047789 | 0.0029952 | 0.0004671 | 0.0013979 | 0.0023885 | 0.00084981 | 0.0097528 | 0 | 0
LV Sub HH Metered | 0 | 0.006571 | 0.0010247 | 0.0030668 | 0.00524 | 0.0018643 | 0 | 0 | 0 |  |  | 0.00048171 | 0.0030192 | 0.00047084 | 0.0014091 | 0.0024076 | 0.0008566 | 0 | 0 | 0
HV HH Metered | 0 | 0.0049378 | 0.00089387 | 0.0021401 | 0 | 0 | 0 | 0 | 0 |  |  | 0.00042018 | 0.0022688 | 0.0004107 | 0.0009833 | 0 | 0 | 0 | 0 | 0
HV Sub HH Metered | 0 | 0.005222 | 0.0026489 | 0 | 0 | 0 | 0 | 0 | 0 |  |  | 0.00038282 | 0.0023994 | 0.0012171 | 0 | 0 | 0 | 0 | 0 | 0
NHH UMS category A
NHH UMS category B
NHH UMS category C
NHH UMS category D
LV UMS (Pseudo HH Metered) | 0 | 0.0066109 | 0.001031 | 0.0030854 | 0.0052718 | 0.0018757 | 0.016498 | 0.0060532 | 0.0024492 |  |  | 0.00048463 | 0.0030375 | 0.0004737 | 0.0014177 | 0.0024222 | 0.00086181 | 0.012363 | 0.0077526 | 0.010784 | 0.63753
LV Generation NHH
LV Sub Generation NHH
LV Generation Intermittent
LV Generation Non-Intermittent | 0 | -0.0054763 | -0.00085402 | -0.0025559 | -0.004367 | -0.0015537 | -0.013667 | -0.0050143 | 0 |  |  | -0.00040145 | -0.0025162 | -0.0003924 | -0.0011743 | -0.0020065 | -0.00071389 | -0.010241 | -0.006422 | 0
LV Sub Generation Intermittent
LV Sub Generation Non-Intermittent | 0 | -0.0053441 | -0.00083341 | -0.0024942 | -0.0042616 | -0.0015162 | -0.013337 | 0 | 0 |  |  | -0.00039176 | -0.0024554 | -0.00038292 | -0.001146 | -0.0019581 | -0.00069666 | -0.009994 | 0 | 0
HV Generation Intermittent
HV Generation Non-Intermittent | 0 | -0.0053085 | -0.00082786 | -0.0024775 | -0.0031426 | -0.0011181 | 0 | 0 | 0 |  |  | -0.00038915 | -0.0024391 | -0.00038037 | -0.0011384 | -0.001945 | -0.00069202 | 0 | 0 | 0
HV Sub Generation Intermittent
HV Sub Generation Non-Intermittent | 0 | -0.005222 | -0.0026489 | -0.0079275 | 0 | 0 | 0 | 0 | 0 |  |  | -0.00038282 | -0.0023994 | -0.0012171 | -0.0036425 | 0 | 0 | 0 | 0 | 0
3304. Fixed charge p/MPAN/day (elements)
Data sources:
x1 = 3106. Fixed charge from standing charges factors p/MPAN/day — for Tariffs with Fixed charge p/MPAN/day from Fixed from network & customer
x2 = 2206. Service model p/MPAN/day (in Replacement annuities for service models) — for Tariffs with Fixed charge p/MPAN/day from Customer
x3 = 2206. Service model p/MPAN/day (in Replacement annuities for service models) — for Tariffs with Fixed charge p/MPAN/day from Fixed from network & customer
x4 = 2711. Operating expenditure for customer assets p/MPAN/day total (in Operating expenditure for customer assets p/MPAN/day) — for Tariffs with Fixed charge p/MPAN/day from Customer
x5 = 2711. Operating expenditure for customer assets p/MPAN/day total (in Operating expenditure for customer assets p/MPAN/day) — for Tariffs with Fixed charge p/MPAN/day from Fixed from network & customer
Combine tables = x1 or x2 or x3 or x4 or x5
| GSPs | Assets 132kV | Assets 132kV/EHV | Assets EHV | Assets EHV/HV | Assets 132kV/HV | Assets HV | Assets HV/LV | Assets LV circuits | Assets LV customer | Assets HV customer | Transmission exit | Operating 132kV | Operating 132kV/EHV | Operating EHV | Operating EHV/HV | Operating 132kV/HV | Operating HV | Operating HV/LV | Operating LV circuits | Operating LV customer | Operating HV customer
Domestic Unrestricted | 0 | 0 | 0 | 0 | 0 | 0 | 0 | 0 | 0.37822 | 0 | 0 | 0 | 0 | 0 | 0 | 0 | 0 | 0 | 0 | 1.6653 | 1.8638 | 0
Domestic Two Rate | 0 | 0 | 0 | 0 | 0 | 0 | 0 | 0 | 0.37822 | 0 | 0 | 0 | 0 | 0 | 0 | 0 | 0 | 0 | 0 | 1.6653 | 1.8638 | 0
Domestic Off Peak (related MPAN)
Small Non Domestic Unrestricted | 0 | 0 | 0 | 0 | 0 | 0 | 0 | 0 | 0.37822 | 0 | 0 | 0 | 0 | 0 | 0 | 0 | 0 | 0 | 0 | 1.6653 | 4.6016 | 0
Small Non Domestic Two Rate | 0 | 0 | 0 | 0 | 0 | 0 | 0 | 0 | 0.37822 | 0 | 0 | 0 | 0 | 0 | 0 | 0 | 0 | 0 | 0 | 1.6653 | 4.6016 | 0
Small Non Domestic Off Peak (related MPAN)
LV Medium Non-Domestic | 0 | 0 | 0 | 0 | 0 | 0 | 0 | 0 | 5.4811 | 0 | 0 | 0 | 0 | 0 | 0 | 0 | 0 | 0 | 0 | 24.1332 | 5.4356 | 0
LV Sub Medium Non-Domestic | 0 | 0 | 0 | 0 | 0 | 0 | 0 | 5.7534 | 0 | 0 | 0 | 0 | 0 | 0 | 0 | 0 | 0 | 0 | 7.3686 | 0 | 4.0495 | 0
HV Medium Non-Domestic | 0 | 15.9016 | 0 | 4.0172 | 25.4772 | 24.18 | 63.363 | 0 | 0 | 0 | 0 | 0 | 7.3063 | 0 | 1.8458 | 15.7686 | 14.9657 | 60.0624 | 0 | 0 | 0 | 69.5347
LV HH Metered | [9 empty] | 0 | 0 | [9 empty] | 9.2919 | 0
LV Sub HH Metered | [9 empty] | 0 | 0 | [9 empty] | 6.8244 | 0
HV HH Metered | [9 empty] | 0 | 0 | [9 empty] | 0 | 69.5347
HV Sub HH Metered | [9 empty] | 0 | 0 | [9 empty] | 0 | 69.5347
NHH UMS category A
NHH UMS category B
NHH UMS category C
NHH UMS category D
LV UMS (Pseudo HH Metered)
LV Generation NHH | [9 empty] | 0 | 0 | [9 empty] | 0 | 0
LV Sub Generation NHH | [9 empty] | 0 | 0 | [9 empty] | 0 | 0
LV Generation Intermittent | [9 empty] | 0 | 0 | [9 empty] | 0 | 0
LV Generation Non-Intermittent | [9 empty] | 0 | 0 | [9 empty] | 0 | 0
LV Sub Generation Intermittent | [9 empty] | 0 | 0 | [9 empty] | 0 | 0
LV Sub Generation Non-Intermittent | [9 empty] | 0 | 0 | [9 empty] | 0 | 0
HV Generation Intermittent | [9 empty] | 0 | 0 | [9 empty] | 0 | 34.1722
HV Generation Non-Intermittent | [9 empty] | 0 | 0 | [9 empty] | 0 | 34.1722
HV Sub Generation Intermittent | [9 empty] | 0 | 0 | [9 empty] | 0 | 34.1722
HV Sub Generation Non-Intermittent | [9 empty] | 0 | 0 | [9 empty] | 0 | 34.1722
3305. Capacity charge p/kVA/day (elements)
Data sources:
x1 = 3002. Capacity charge p/kVA/day — for Tariffs with Capacity charge p/kVA/day from Capacity
Copy cells = x1
| GSPs | Assets 132kV | Assets 132kV/EHV | Assets EHV | Assets EHV/HV | Assets 132kV/HV | Assets HV | Assets HV/LV | Assets LV circuits | Assets LV customer | Assets HV customer | Transmission exit | Operating 132kV | Operating 132kV/EHV | Operating EHV | Operating EHV/HV | Operating 132kV/HV | Operating HV | Operating HV/LV | Operating LV circuits | Operating LV customer | Operating HV customer
Domestic Unrestricted
Domestic Two Rate
Domestic Off Peak (related MPAN)
Small Non Domestic Unrestricted
Small Non Domestic Two Rate
Small Non Domestic Off Peak (related MPAN)
LV Medium Non-Domestic
LV Sub Medium Non-Domestic
HV Medium Non-Domestic
LV HH Metered | 0 | 0 | 0 | 0 | 0 | 0 | 0.33395 | 0.61263 | 0.24557 |  |  | 0 | 0 | 0 | 0 | 0 | 0 | 0.25025 | 0.78463 | 1.0813
LV Sub HH Metered | 0 | 0 | 0 | 0 | 0 | 0 | 1.6295 | 0.59785 | 0 |  |  | 0 | 0 | 0 | 0 | 0 | 0 | 1.221 | 0.76569 | 0
HV HH Metered | 0 | 0.32112 | 0 | 0.081124 | 0.51449 | 0.4883 | 1.2796 | 0 | 0 |  |  | 0 | 0.14754 | 0 | 0.037274 | 0.31844 | 0.30222 | 1.2129 | 0 | 0
HV Sub HH Metered | 0 | 0 | 0 | 1.2979 | 1.6463 | 0 | 0 | 0 | 0 |  |  | 0 | 0 | 0 | 0.59634 | 1.0189 | 0 | 0 | 0 | 0
NHH UMS category A
NHH UMS category B
NHH UMS category C
NHH UMS category D
LV UMS (Pseudo HH Metered)
LV Generation NHH
LV Sub Generation NHH
LV Generation Intermittent
LV Generation Non-Intermittent
LV Sub Generation Intermittent
LV Sub Generation Non-Intermittent
HV Generation Intermittent
HV Generation Non-Intermittent
HV Sub Generation Intermittent
HV Sub Generation Non-Intermittent
3306. Reactive power charge p/kVArh (elements)
Data sources:
x1 = 3206. Pay-as-you-go reactive p/kVArh
x2 = 3202. Standard reactive p/kVArh
Combine tables = x1 or x2
| GSPs | Assets 132kV | Assets 132kV/EHV | Assets EHV | Assets EHV/HV | Assets 132kV/HV | Assets HV | Assets HV/LV | Assets LV circuits | Assets LV customer | Assets HV customer | Transmission exit | Operating 132kV | Operating 132kV/EHV | Operating EHV | Operating EHV/HV | Operating 132kV/HV | Operating HV | Operating HV/LV | Operating LV circuits | Operating LV customer | Operating HV customer
Domestic Unrestricted
Domestic Two Rate
Domestic Off Peak (related MPAN)
Small Non Domestic Unrestricted
Small Non Domestic Two Rate
Small Non Domestic Off Peak (related MPAN)
LV Medium Non-Domestic
LV Sub Medium Non-Domestic
HV Medium Non-Domestic
LV HH Metered | 0 | 0.04453 | 0.0069444 | 0.0079985 | 0.013666 | 0.012634 | 0.034216 | 0 | 0 |  |  | 0.013584 | 0.02046 | 0.0031907 | 0.0036751 | 0.0062793 | 0.005805 | 0.02564 | 0 | 0
LV Sub HH Metered | 0 | 0.043455 | 0.0067768 | 0.0078054 | 0.013337 | 0.012329 | 0 | 0 | 0 |  |  | 0.013256 | 0.019966 | 0.0031137 | 0.0035863 | 0.0061277 | 0.0056648 | 0 | 0 | 0
HV HH Metered | 0 | 0.030413 | 0.0055054 | 0.0050729 | 0 | 0 | 0 | 0 | 0 |  |  | 0.01077 | 0.013974 | 0.0025296 | 0.0023308 | 0 | 0 | 0 | 0 | 0
HV Sub HH Metered | 0 | 0.034728 | 0.017616 | 0 | 0 | 0 | 0 | 0 | 0 |  |  | 0.010594 | 0.015956 | 0.0080941 | 0 | 0 | 0 | 0 | 0 | 0
NHH UMS category A
NHH UMS category B
NHH UMS category C
NHH UMS category D
LV UMS (Pseudo HH Metered)
LV Generation NHH
LV Sub Generation NHH
LV Generation Intermittent | 0 | 0.030347 | 0.015394 | 0.01773 | 0.030295 | 0.012432 | 0.029147 | 0.010694 | 0.0043269 |  |  | 0.0092577 | 0.013943 | 0.007073 | 0.0081465 | 0.013919 | 0.0057122 | 0.021842 | 0.013696 | 0.019051
LV Generation Non-Intermittent | 0 | 0.030347 | 0.015394 | 0.01773 | 0.030295 | 0.012432 | 0.029147 | 0.010694 | 0.0043269 |  |  | 0.0092577 | 0.013943 | 0.007073 | 0.0081465 | 0.013919 | 0.0057122 | 0.021842 | 0.013696 | 0.019051
LV Sub Generation Intermittent | 0 | 0.029614 | 0.015022 | 0.017302 | 0.029563 | 0.012132 | 0.028444 | 0.010436 | 0 |  |  | 0.0090342 | 0.013607 | 0.0069022 | 0.0079499 | 0.013583 | 0.0055743 | 0.021314 | 0.013366 | 0
LV Sub Generation Non-Intermittent | 0 | 0.029614 | 0.015022 | 0.017302 | 0.029563 | 0.012132 | 0.028444 | 0.010436 | 0 |  |  | 0.0090342 | 0.013607 | 0.0069022 | 0.0079499 | 0.013583 | 0.0055743 | 0.021314 | 0.013366 | 0
HV Generation Intermittent | 0 | 0.029417 | 0.014922 | 0.017187 | 0.0218 | 0.0089463 | 0.022336 | 0 | 0 |  |  | 0.008974 | 0.013516 | 0.0068562 | 0.0078969 | 0.013493 | 0.0055371 | 0.021172 | 0 | 0
HV Generation Non-Intermittent | 0 | 0.029417 | 0.014922 | 0.017187 | 0.0218 | 0.0089463 | 0.022336 | 0 | 0 |  |  | 0.008974 | 0.013516 | 0.0068562 | 0.0078969 | 0.013493 | 0.0055371 | 0.021172 | 0 | 0
HV Sub Generation Intermittent | 0 | 0.028938 | 0.014679 | 0.016907 | 0 | 0.011855 | 0 | 0 | 0 |  |  | 0.0088279 | 0.013296 | 0.0067446 | 0.0077683 | 0 | 0.005447 | 0 | 0 | 0
HV Sub Generation Non-Intermittent | 0 | 0.028938 | 0.014679 | 0.016907 | 0 | 0.011855 | 0 | 0 | 0 |  |  | 0.0088279 | 0.013296 | 0.0067446 | 0.0077683 | 0 | 0.005447 | 0 | 0 | 0
3307. Summary of charges before revenue matching
Data sources:
x1 = 3301. Unit rate 1 p/kWh (elements)
x2 = 3302. Unit rate 2 p/kWh (elements)
x3 = 3303. Unit rate 3 p/kWh (elements)
x4 = 3304. Fixed charge p/MPAN/day (elements)
x5 = 3305. Capacity charge p/kVA/day (elements)
x6 = 3306. Reactive power charge p/kVArh (elements)
Kind: | Cell summation | Cell summation | Cell summation | Cell summation | Cell summation | Cell summation
Formula: | =SUM(x1) | =SUM(x2) | =SUM(x3) | =SUM(x4) | =SUM(x5) | =SUM(x6)
| Unit rate 1 p/kWh (total) | Unit rate 2 p/kWh (total) | Unit rate 3 p/kWh (total) | Fixed charge p/MPAN/day (total) | Capacity charge p/kVA/day (total) | Reactive power charge p/kVArh
Domestic Unrestricted | 1.419 | 0 | 0 | 3.9073 | 0 | 0
Domestic Two Rate | 1.5997 | 0.094362 | 0 | 3.9073 | 0 | 0
Domestic Off Peak (related MPAN) | 0.16176 | 0 | 0 | 0 | 0 | 0
Small Non Domestic Unrestricted | 1.1198 | 0 | 0 | 6.6452 | 0 | 0
Small Non Domestic Two Rate | 1.3338 | 0.080359 | 0 | 6.6452 | 0 | 0
Small Non Domestic Off Peak (related MPAN) | 0.22482 | 0 | 0 | 0 | 0 | 0
LV Medium Non-Domestic | 1.2775 | 0.074765 | 0 | 35.0499 | 0 | 0
LV Sub Medium Non-Domestic | 1.0882 | 0.059409 | 0 | 17.1715 | 0 | 0
HV Medium Non-Domestic | 0.41868 | 0.013867 | 0 | 302.4226 | 0 | 0
LV HH Metered | 4.7546 | 0.47694 | 0.04897 | 9.2919 | 3.3083 | 0.19862
LV Sub HH Metered | 3.4384 | 0.32558 | 0.026412 | 6.8244 | 4.214 | 0.13542
HV HH Metered | 1.971 | 0.17422 | 0.012055 | 69.5347 | 4.703 | 0.070595
HV Sub HH Metered | 2.2499 | 0.20226 | 0.01187 | 69.5347 | 4.5594 | 0.086989
NHH UMS category A | 1.5161 | 0 | 0 | 0 | 0 | 0
NHH UMS category B | 1.7595 | 0 | 0 | 0 | 0 | 0
NHH UMS category C | 2.75 | 0 | 0 | 0 | 0 | 0
NHH UMS category D | 1.3851 | 0 | 0 | 0 | 0 | 0
LV UMS (Pseudo HH Metered) | 20.8749 | 1.2511 | 0.72001 | 0 | 0 | 0
LV Generation NHH | -0.63649 | 0 | 0 | 0 | 0 | 0
LV Sub Generation NHH | -0.53198 | 0 | 0 | 0 | 0 | 0
LV Generation Intermittent | -0.63649 | 0 | 0 | 0 | 0 | 0.26301
LV Generation Non-Intermittent | -4.9512 | -0.51032 | -0.057356 | 0 | 0 | 0.26301
LV Sub Generation Intermittent | -0.53198 | 0 | 0 | 0 | 0 | 0.23384
LV Sub Generation Non-Intermittent | -4.1731 | -0.42254 | -0.044811 | 0 | 0 | 0.23384
HV Generation Intermittent | -0.32656 | 0 | 0 | 34.1722 | 0 | 0.19205
HV Generation Non-Intermittent | -2.6488 | -0.24913 | -0.019859 | 34.1722 | 0 | 0.19205
HV Sub Generation Intermittent | -0.36389 | 0 | 0 | 34.1722 | 0 | 0.11446
HV Sub Generation Non-Intermittent | -2.9326 | -0.28049 | -0.02344 | 34.1722 | 0 | 0.11446

## Revenue
Revenue shortfall or surplus for WPD West Midlands in 2013/14 (April Tariffs 2013/14)
3401. Net revenues by tariff before matching (£)
Data sources:
x1 = 1010. Days in the charging year (in Financial and general assumptions)
x2 = 3307. Fixed charge p/MPAN/day (total) (in Summary of charges before revenue matching)
x3 = 2305. MPANs (in Equivalent volume for each end user)
x4 = 3307. Capacity charge p/kVA/day (total) (in Summary of charges before revenue matching)
x5 = 2305. Import capacity (kVA) (in Equivalent volume for each end user)
x6 = 3307. Unit rate 1 p/kWh (total) (in Summary of charges before revenue matching)
x7 = 2305. Rate 1 units (MWh) (in Equivalent volume for each end user)
x8 = 3307. Unit rate 2 p/kWh (total) (in Summary of charges before revenue matching)
x9 = 2305. Rate 2 units (MWh) (in Equivalent volume for each end user)
x10 = 3307. Unit rate 3 p/kWh (total) (in Summary of charges before revenue matching)
x11 = 2305. Rate 3 units (MWh) (in Equivalent volume for each end user)
x12 = 3307. Reactive power charge p/kVArh (in Summary of charges before revenue matching)
x13 = 2305. Reactive power units (MVArh) (in Equivalent volume for each end user)
Calculation =0.01*x1*(x2*x3+x4*x5)+10*(x6*x7+x8*x9+x10*x11+x12*x13)
Net revenues
Domestic Unrestricted | 129753894.3629
Domestic Two Rate | 21713552.9633
Domestic Off Peak (related MPAN) | 61114.8053
Small Non Domestic Unrestricted | 21945711.0654
Small Non Domestic Two Rate | 7268804.9908
Small Non Domestic Off Peak (related MPAN) | 14392.3927
LV Medium Non-Domestic | 19256577.4723
LV Sub Medium Non-Domestic | 1221.6243
HV Medium Non-Domestic | 458748.3219
LV HH Metered | 26998466.6525
LV Sub HH Metered | 379896.5448
HV HH Metered | 72731280.956
HV Sub HH Metered | 0
NHH UMS category A | 975665.712
NHH UMS category B | 599831.4471
NHH UMS category C | 21377.7868
NHH UMS category D | 76557.6765
LV UMS (Pseudo HH Metered) | 4343592.1074
LV Generation NHH | -2830.0846
LV Sub Generation NHH | 0
LV Generation Intermittent | -252.4706
LV Generation Non-Intermittent | -16535.7177
LV Sub Generation Intermittent | 0
LV Sub Generation Non-Intermittent | 7.9503
HV Generation Intermittent | -2004.4662
HV Generation Non-Intermittent | -1407814.1754
HV Sub Generation Intermittent | 0
HV Sub Generation Non-Intermittent | 0
3402. Target Revenue (£/year)
Data sources:
x1 = 1076. Target Revenue (£/year)
Calculation =x1
CDCM target revenue (£/year)
Target revenue (£/year) | 481472704.0723
3403. Revenue surplus or shortfall
Data sources:
x1 = 3401. Net revenues by tariff before matching (£)
x2 = 3402. Target Revenue (£/year)
x3 = Total net revenues before matching (£) (in Revenue surplus or shortfall)
Kind: | Cell summation | Calculation
Formula: | =SUM(x1) | =x2-x3-x4
| Total net revenues before matching (£) | Revenue shortfall (surplus) £
Revenue surplus or shortfall | 305171257.9176 | 176301446.1547

## Scaler
Revenue matching for WPD West Midlands in 2013/14 (April Tariffs 2013/14)
This sheet modifies tariffs so that the total expected net revenues matches the target.
3501. Factor to scale to £1/kW at transmission exit level
Data sources:
x1 = 2901. Unit cost at each level, £/kW/year (relative to system simultaneous maximum load)
Calculation =IF(x1,1/x1,0)
Transmission exit
Factor to scale to £1/kW at transmission exit level | 0.3546
3502. Applicability factor for £1/kW scaler
Data sources:
x1 = 3501. Factor to scale to £1/kW at transmission exit level
x2 = Zero for other levels
Combine tables = x1 or x2
| GSPs | Assets 132kV | Assets 132kV/EHV | Assets EHV | Assets EHV/HV | Assets 132kV/HV | Assets HV | Assets HV/LV | Assets LV circuits | Assets LV customer | Assets HV customer | Transmission exit | Operating 132kV | Operating 132kV/EHV | Operating EHV | Operating EHV/HV | Operating 132kV/HV | Operating HV | Operating HV/LV | Operating LV circuits | Operating LV customer | Operating HV customer
Applicability factor for £1/kW scaler | 0 | 0 | 0 | 0 | 0 | 0 | 0 | 0 | 0 | 0 | 0 | 0.3546 | 0 | 0 | 0 | 0 | 0 | 0 | 0 | 0 | 0 | 0
3503. Scalable elements of tariff components
Data sources:
x1 = 3301. Unit rate 1 p/kWh (elements)
x2 = 3502. Applicability factor for £1/kW scaler
x3 = 3302. Unit rate 2 p/kWh (elements)
x4 = 3303. Unit rate 3 p/kWh (elements)
x5 = 3304. Fixed charge p/MPAN/day (elements)
x6 = 3305. Capacity charge p/kVA/day (elements)
x7 = 3306. Reactive power charge p/kVArh (elements)
Kind: | Sum-product calculation | Sum-product calculation | Sum-product calculation | Sum-product calculation | Sum-product calculation | Sum-product calculation
Formula: | =SUMPRODUCT(x1, x2) | =SUMPRODUCT(x3, x2) | =SUMPRODUCT(x4, x2) | =SUMPRODUCT(x5, x2) | =SUMPRODUCT(x6, x2) | =SUMPRODUCT(x7, x2)
| Unit rate 1 p/kWh scalable part | Unit rate 2 p/kWh scalable part | Unit rate 3 p/kWh scalable part | Fixed charge p/MPAN/day scalable part | Capacity charge p/kVA/day scalable part | Reactive power charge p/kVArh scalable part
Domestic Unrestricted | 0.027409 | 0 | 0 | 0 | 0 | 0
Domestic Two Rate | 0.032955 | 0.0002342 | 0 | 0 | 0 | 0
Domestic Off Peak (related MPAN) | 0.001094 | 0 | 0 | 0 | 0 | 0
Small Non Domestic Unrestricted | 0.02163 | 0 | 0 | 0 | 0 | 0
Small Non Domestic Two Rate | 0.025896 | 0.00019945 | 0 | 0 | 0 | 0
Small Non Domestic Off Peak (related MPAN) | 0.002988 | 0 | 0 | 0 | 0 | 0
LV Medium Non-Domestic | 0.02505 | 0.00018556 | 0 | 0 | 0 | 0
LV Sub Medium Non-Domestic | 0.024863 | 0.00018417 | 0 | 0 | 0 | 0
HV Medium Non-Domestic | 0.022297 | 0.0001714 | 0 | 0 | 0 | 0
LV HH Metered | 0.14853 | 0.0040206 | 0.00016946 | 0 | 0 | 0.004817
LV Sub HH Metered | 0.14972 | 0.0040527 | 0.00017081 | 0 | 0 | 0.0047007
HV HH Metered | 0.1306 | 0.0035351 | 0.000149 | 0 | 0 | 0.0038188
HV Sub HH Metered | 0.11898 | 0.0032207 | 0.00013575 | 0 | 0 | 0.0037567
NHH UMS category A | 0.014945 | 0 | 0 | 0 | 0 | 0
NHH UMS category B | 0.022963 | 0 | 0 | 0 | 0 | 0
NHH UMS category C | 0.044642 | 0 | 0 | 0 | 0 | 0
NHH UMS category D | 0.0099043 | 0 | 0 | 0 | 0 | 0
LV UMS (Pseudo HH Metered) | 0.45714 | 0.0034218 | 0.00017185 | 0 | 0 | 0
LV Generation NHH | -0.012295 | 0 | 0 | 0 | 0 | 0
LV Sub Generation NHH | -0.011998 | 0 | 0 | 0 | 0 | 0
LV Generation Intermittent | -0.012295 | 0 | 0 | 0 | 0 | 0.0032827
LV Generation Non-Intermittent | -0.12477 | -0.0033775 | -0.00014235 | 0 | 0 | 0.0032827
LV Sub Generation Intermittent | -0.011998 | 0 | 0 | 0 | 0 | 0.0032035
LV Sub Generation Non-Intermittent | -0.12176 | -0.003296 | -0.00013892 | 0 | 0 | 0.0032035
HV Generation Intermittent | -0.011918 | 0 | 0 | 0 | 0 | 0.0031822
HV Generation Non-Intermittent | -0.12095 | -0.003274 | -0.00013799 | 0 | 0 | 0.0031822
HV Sub Generation Intermittent | -0.011724 | 0 | 0 | 0 | 0 | 0.0031303
HV Sub Generation Non-Intermittent | -0.11898 | -0.0032207 | -0.00013575 | 0 | 0 | 0.0031303
3504. Marginal revenue effect of scaler
Data sources:
x1 = 2302. Load coefficient
x2 = 3503. Unit rate 1 p/kWh scalable part (in Scalable elements of tariff components)
x3 = 2305. Rate 1 units (MWh) (in Equivalent volume for each end user)
x4 = 3503. Unit rate 2 p/kWh scalable part (in Scalable elements of tariff components)
x5 = 2305. Rate 2 units (MWh) (in Equivalent volume for each end user)
x6 = 3503. Unit rate 3 p/kWh scalable part (in Scalable elements of tariff components)
x7 = 2305. Rate 3 units (MWh) (in Equivalent volume for each end user)
x8 = 3503. Fixed charge p/MPAN/day scalable part (in Scalable elements of tariff components)
x9 = 1010. Days in the charging year (in Financial and general assumptions)
x10 = 2305. MPANs (in Equivalent volume for each end user)
x11 = 3503. Capacity charge p/kVA/day scalable part (in Scalable elements of tariff components)
x12 = 2305. Import capacity (kVA) (in Equivalent volume for each end user)
x13 = 3503. Reactive power charge p/kVArh scalable part (in Scalable elements of tariff components)
x14 = 2305. Reactive power units (MVArh) (in Equivalent volume for each end user)
Kind: | Calculation | Calculation | Calculation | Calculation | Calculation | Calculation
Formula: | =IF(x1<0,0,x2*x3*10) | =IF(x1<0,0,x4*x5*10) | =IF(x1<0,0,x6*x7*10) | =x8*x9*x10/100 | =x11*x9*x12/100 | =IF(x1<0,0,x13*x14*10)
| Effect through Unit rate 1 p/kWh | Effect through Unit rate 2 p/kWh | Effect through Unit rate 3 p/kWh | Effect through Fixed charge p/MPAN/day | Effect through Capacity charge p/kVA/day | Effect through Reactive power charge p/kVArh
Domestic Unrestricted | 1974496.2184 | 0 | 0 | 0 | 0 | 0
Domestic Two Rate | 339821.1003 | 1806.1046 | 0 | 0 | 0 | 0
Domestic Off Peak (related MPAN) | 413.3246 | 0 | 0 | 0 | 0 | 0
Small Non Domestic Unrestricted | 361507.3757 | 0 | 0 | 0 | 0 | 0
Small Non Domestic Two Rate | 122609.4879 | 428.6833 | 0 | 0 | 0 | 0
Small Non Domestic Off Peak (related MPAN) | 191.2824 | 0 | 0 | 0 | 0 | 0
LV Medium Non-Domestic | 328313.3615 | 587.2162 | 0 | 0 | 0 | 0
LV Sub Medium Non-Domestic | 23.2814 | 0.045292 | 0 | 0 | 0 | 0
HV Medium Non-Domestic | 8306.8801 | 17.5205 | 0 | 0 | 0 | 0
LV HH Metered | 313888.5223 | 33789.6749 | 1467.9547 | 0 | 0 | 7952.6145
LV Sub HH Metered | 3651.0003 | 363.8365 | 19.5497 | 0 | 0 | 52.0182
HV HH Metered | 1036822.855 | 111992.3073 | 6003.8655 | 0 | 0 | 39511.1803
HV Sub HH Metered | 0 | 0 | 0 | 0 | 0 | 0
NHH UMS category A | 9618.1023 | 0 | 0 | 0 | 0 | 0
NHH UMS category B | 7828.493 | 0 | 0 | 0 | 0 | 0
NHH UMS category C | 347.0305 | 0 | 0 | 0 | 0 | 0
NHH UMS category D | 547.4135 | 0 | 0 | 0 | 0 | 0
LV UMS (Pseudo HH Metered) | 54735.8306 | 944.557 | 357.7188 | 0 | 0 | 0
LV Generation NHH | 0 | 0 | 0 | 0 | 0 | 0
LV Sub Generation NHH | 0 | 0 | 0 | 0 | 0 | 0
LV Generation Intermittent | 0 | 0 | 0 | 0 | 0 | 0
LV Generation Non-Intermittent | 0 | 0 | 0 | 0 | 0 | 0
LV Sub Generation Intermittent | 0 | 0 | 0 | 0 | 0 | 0
LV Sub Generation Non-Intermittent | 0 | 0 | 0 | 0 | 0 | 0
HV Generation Intermittent | 0 | 0 | 0 | 0 | 0 | 0
HV Generation Non-Intermittent | 0 | 0 | 0 | 0 | 0 | 0
HV Sub Generation Intermittent | 0 | 0 | 0 | 0 | 0 | 0
HV Sub Generation Non-Intermittent | 0 | 0 | 0 | 0 | 0 | 0
3505. Scaler value at which the minimum is breached
Data sources:
x1 = 3503. Unit rate 1 p/kWh scalable part (in Scalable elements of tariff components)
x2 = 3307. Unit rate 1 p/kWh (total) (in Summary of charges before revenue matching)
x3 = 3503. Unit rate 2 p/kWh scalable part (in Scalable elements of tariff components)
x4 = 3307. Unit rate 2 p/kWh (total) (in Summary of charges before revenue matching)
x5 = 3503. Unit rate 3 p/kWh scalable part (in Scalable elements of tariff components)
x6 = 3307. Unit rate 3 p/kWh (total) (in Summary of charges before revenue matching)
x7 = 3503. Fixed charge p/MPAN/day scalable part (in Scalable elements of tariff components)
x8 = 3307. Fixed charge p/MPAN/day (total) (in Summary of charges before revenue matching)
x9 = 3503. Capacity charge p/kVA/day scalable part (in Scalable elements of tariff components)
x10 = 3307. Capacity charge p/kVA/day (total) (in Summary of charges before revenue matching)
x11 = 3503. Reactive power charge p/kVArh scalable part (in Scalable elements of tariff components)
x12 = 3307. Reactive power charge p/kVArh (in Summary of charges before revenue matching)
Kind: | Calculation | Calculation | Calculation | Calculation | Calculation | Calculation
Formula: | =IF(x1,0-x2/x1,0) | =IF(x3,0-x4/x3,0) | =IF(x5,0-x6/x5,0) | =IF(x7,0-x8/x7,0) | =IF(x9,0-x10/x9,0) | =IF(x11,0-x12/x11,0)
| Scaler threshold for Unit rate 1 p/kWh | Scaler threshold for Unit rate 2 p/kWh | Scaler threshold for Unit rate 3 p/kWh | Scaler threshold for Fixed charge p/MPAN/day | Scaler threshold for Capacity charge p/kVA/day | Scaler threshold for Reactive power charge p/kVArh
Domestic Unrestricted | -51.7703 |  |  | 0
Domestic Two Rate | -48.5412 | -402.9093 |  | 0
Domestic Off Peak (related MPAN) | -147.8615
Small Non Domestic Unrestricted | -51.7703 |  |  | 0
Small Non Domestic Two Rate | -51.5055 | -402.9093 |  | 0
Small Non Domestic Off Peak (related MPAN) | -75.2416
LV Medium Non-Domestic | -50.9961 | -402.9093 |  | 0
LV Sub Medium Non-Domestic | -43.7682 | -322.5724 |  | 0
HV Medium Non-Domestic | -18.7774 | -80.9066 |  | 0
LV HH Metered | -32.0113 | -118.626 | -288.9831 | 0 | 0 | -41.2339
LV Sub HH Metered | -22.9661 | -80.3365 | -154.6257 | 0 | 0 | -28.808
HV HH Metered | -15.092 | -49.2815 | -80.9066 | 0 | 0 | -18.4859
HV Sub HH Metered | -18.9094 | -62.7994 | -87.4449 | 0 | 0 | -23.1558
NHH UMS category A | -101.4406
NHH UMS category B | -76.6216
NHH UMS category C | -61.602
NHH UMS category D | -139.8535
LV UMS (Pseudo HH Metered) | -45.6645 | -365.6329 | -4189.7371
LV Generation NHH | -51.7703 |  |  | 0
LV Sub Generation NHH | -44.3404 |  |  | 0
LV Generation Intermittent | -51.7703 |  |  | 0 |  | -80.118
LV Generation Non-Intermittent | -39.681 | -151.093 | -402.9093 | 0 |  | -80.118
LV Sub Generation Intermittent | -44.3404 |  |  | 0 |  | -72.9965
LV Sub Generation Non-Intermittent | -34.2726 | -128.1984 | -322.5724 | 0 |  | -72.9965
HV Generation Intermittent | -27.4013 |  |  | 0 |  | -60.3535
HV Generation Non-Intermittent | -21.8994 | -76.091 | -143.91 | 0 |  | -60.3535
HV Sub Generation Intermittent | -31.0385 |  |  | 0 |  | -36.5657
HV Sub Generation Non-Intermittent | -24.6474 | -87.0893 | -172.6779 | 0 |  | -36.5657
3506. Constraint-free solution
Data sources:
Special calculation Special calculation
Constraint-free solution
Constraint-free solution | 36.9727
3507. Starting point
Data sources:
Special calculation Special calculation
Starting point
Starting point | -4189.7371
3508. Solve for General scaler rate
Data sources:
x1 = 3507. Starting point
x2 = 3505. Scaler threshold for Unit rate 1 p/kWh (in Scaler value at which the minimum is breached)
x3 = 3504. Effect through Unit rate 1 p/kWh (in Marginal revenue effect of scaler)
x4 = Location (in Solve for General scaler rate)
x5 = Kink (in Solve for General scaler rate)
x6 = Ranking before tie break (in Solve for General scaler rate)
x7 = Counter (in Solve for General scaler rate)
x8 = Tie breaker (in Solve for General scaler rate)
x9 = Ranking (in Solve for General scaler rate)
x10 = Kink reordering (in Solve for General scaler rate)
x11 = Starting slopes (in Solve for General scaler rate)
x12 = New slope (in Solve for General scaler rate)
x13 = Location (ordered) (in Solve for General scaler rate)
x14 = Starting values (in Solve for General scaler rate)
x15 = 3403. Revenue shortfall (surplus) £ (in Revenue surplus or shortfall)
x16 = 3506. Constraint-free solution
x17 = Value (in Solve for General scaler rate)
Kind: | Special calculation | Special calculation | Special calculation | Special calculation | Special calculation | Fixed data | Calculation | Special calculation | Special calculation | Special calculation | Special calculation | Special calculation | Special calculation
Formula: | Special calculation | Special calculation | Special calculation | Special calculation | Special calculation |  | =x6*168+x7 | Special calculation | Special calculation | Special calculation | Special calculation | Special calculation | Special calculation
| Location | Kink | Starting slopes | Starting values | Ranking before tie break | Counter | Tie breaker | Ranking | Kink reordering | Location (ordered) | New slope | Value | Root
Starting point | -4189.7371 |  |  |  |  | 0 | 0 |  |  | -4189.7371 | 0 | -381487068.5916 | 36.9727
Kink 1 | -51.7703 | 1974496.2184 | 0 | -102220165.8311 | 36 | 1 | 6049 | 36 | 74 | -4189.7371 | 357.7188 | -381487068.5916
Kink 2 | -48.5412 | 339821.1003 | 0 | -16495316.0171 | 42 | 2 | 7058 | 42 | 33 | -402.9093 | 786.4021 | -380132448.9426
Kink 3 | -147.8615 | 413.3246 | 0 | -61114.8053 | 13 | 3 | 2187 | 13 | 78 | -402.9093 | 786.4021 | -380132448.9426
Kink 4 | -51.7703 | 361507.3757 | 0 | -18715327.7607 | 35 | 4 | 5884 | 35 | 30 | -402.9093 | 2592.5068 | -380132448.9426
Kink 5 | -51.5055 | 122609.4879 | 0 | -6315061.807 | 39 | 5 | 6557 | 39 | 35 | -402.9093 | 3179.723 | -380132448.9426
Kink 6 | -75.2416 | 191.2824 | 0 | -14392.3927 | 28 | 6 | 4710 | 28 | 46 | -365.6329 | 4124.28 | -380013920.3654
Kink 7 | -50.9961 | 328313.3615 | 0 | -16742689.6108 | 40 | 7 | 6727 | 40 | 80 | -322.5724 | 4124.28 | -379836326.6683
Kink 8 | -43.7682 | 23.2814 | 0 | -1018.9864 | 46 | 8 | 7736 | 46 | 36 | -322.5724 | 4124.3253 | -379836326.6683
Kink 9 | -18.7774 | 8306.8801 | 0 | -155981.841 | 61 | 9 | 10257 | 61 | 66 | -288.9831 | 5592.2799 | -379697793.3228
Kink 10 | -32.0113 | 313888.5223 | 0 | -10047981.0433 | 52 | 10 | 8746 | 52 | 84 | -172.6779 | 5592.2799 | -379047382.2775
Kink 11 | -22.9661 | 3651.0003 | 0 | -83849.2796 | 58 | 11 | 9755 | 58 | 67 | -154.6257 | 5611.8296 | -378946429.4519
Kink 12 | -15.092 | 1036822.855 | 0 | -15647732.542 | 63 | 12 | 10596 | 63 | 50 | -151.093 | 5611.8296 | -378926604.4127
Kink 13 | -18.9094 | 0 | 0 | 0 | 60 | 13 | 10093 | 60 | 3 | -147.8615 | 6025.1542 | -378908469.9354
Kink 14 | -101.4406 | 9618.1023 | 0 | -975665.712 | 18 | 14 | 3038 | 18 | 82 | -143.91 | 6025.1542 | -378884661.5549
Kink 15 | -76.6216 | 7828.493 | 0 | -599831.4471 | 26 | 15 | 4383 | 26 | 17 | -139.8535 | 6572.5677 | -378860220.2317
Kink 16 | -61.602 | 347.0305 | 0 | -21377.7868 | 32 | 16 | 5392 | 32 | 52 | -128.1984 | 6572.5677 | -378783616.3246
Kink 17 | -139.8535 | 547.4135 | 0 | -76557.6765 | 15 | 17 | 2537 | 15 | 38 | -118.626 | 40362.2426 | -378720701.262
Kink 18 | -45.6645 | 54735.8306 | 0 | -2499483.0577 | 43 | 18 | 7242 | 43 | 14 | -101.4406 | 49980.3449 | -378027058.0251
Kink 19 | -51.7703 | 0 | 0 | 0 | 37 | 19 | 6235 | 37 | 69 | -87.4449 | 49980.3449 | -377327549.5288
Kink 20 | -44.3404 | 0 | 0 | 0 | 44 | 20 | 7412 | 44 | 56 | -87.0893 | 49980.3449 | -377309775.3639
Kink 21 | -51.7703 | 0 | 0 | 0 | 37 | 21 | 6237 | 38 | 37 | -80.9066 | 49997.8654 | -377000765.7279
Kink 22 | -39.681 | 0 | 0 | 0 | 48 | 22 | 8086 | 48 | 68 | -80.9066 | 56001.7309 | -377000765.7279
Kink 23 | -44.3404 | 0 | 0 | 0 | 44 | 23 | 7415 | 45 | 39 | -80.3365 | 56365.5673 | -376968837.9396
Kink 24 | -34.2726 | 0 | 0 | 0 | 51 | 24 | 8592 | 51 | 161 | -80.118 | 56365.5673 | -376956519.8827
Kink 25 | -27.4013 | 0 | 0 | 0 | 55 | 25 | 9265 | 55 | 162 | -80.118 | 56365.5673 | -376956519.8827
Kink 26 | -21.8994 | 0 | 0 | 0 | 59 | 26 | 9938 | 59 | 15 | -76.6216 | 64194.0604 | -376759442.6384
Kink 27 | -31.0385 | 0 | 0 | 0 | 53 | 27 | 8931 | 53 | 54 | -76.091 | 64194.0604 | -376725385.5177
Kink 28 | -24.6474 | 0 | 0 | 0 | 56 | 28 | 9436 | 56 | 6 | -75.2416 | 64385.3428 | -376670856.4501
Kink 29 | 0 | 0 | 0 | 0 | 64 | 29 | 10781 | 64 | 163 | -72.9965 | 64385.3428 | -376526303.2743
Kink 30 | -402.9093 | 1806.1046 | 0 | -727696.3863 | 4 | 30 | 702 | 4 | 164 | -72.9965 | 64385.3428 | -376526303.2743
Kink 31 | 0 | 0 | 0 | 0 | 64 | 31 | 10783 | 65 | 41 | -62.7994 | 64385.3428 | -375869758.3994
Kink 32 | 0 | 0 | 0 | 0 | 64 | 32 | 10784 | 66 | 16 | -61.602 | 64732.3733 | -375792668.7986
Kink 33 | -402.9093 | 428.6833 | 0 | -172720.4851 | 2 | 33 | 369 | 2 | 165 | -60.3535 | 64732.3733 | -375711845.653
Kink 34 | 0 | 0 | 0 | 0 | 64 | 34 | 10786 | 67 | 166 | -60.3535 | 64732.3733 | -375711845.653
Kink 35 | -402.9093 | 587.2162 | 0 | -236594.8808 | 4 | 35 | 707 | 5 | 4 | -51.7703 | 426239.7489 | -375156233.8509
Kink 36 | -322.5724 | 0.045292 | 0 | -14.61 | 8 | 36 | 1380 | 8 | 1 | -51.7703 | 2400735.9673 | -375156233.8509
Kink 37 | -80.9066 | 17.5205 | 0 | -1417.5254 | 21 | 37 | 3565 | 21 | 19 | -51.7703 | 2400735.9673 | -375156233.8509
Kink 38 | -118.626 | 33789.6749 | 0 | -4008334.3386 | 17 | 38 | 2894 | 17 | 21 | -51.7703 | 2400735.9673 | -375156233.8509
Kink 39 | -80.3365 | 363.8365 | 0 | -29229.3557 | 23 | 39 | 3903 | 23 | 5 | -51.5055 | 2523345.4552 | -374520612.469
Kink 40 | -49.2815 | 111992.3073 | 0 | -5519152.7721 | 41 | 40 | 6928 | 41 | 7 | -50.9961 | 2851658.8166 | -373235156.7316
Kink 41 | -62.7994 | 0 | 0 | 0 | 31 | 41 | 5249 | 31 | 40 | -49.2815 | 2963651.1239 | -368345900.3778
Kink 42 | 0 | 0 | 0 | 0 | 64 | 42 | 10794 | 68 | 2 | -48.5412 | 3303472.2242 | -366151737.2117
Kink 43 | 0 | 0 | 0 | 0 | 64 | 43 | 10795 | 69 | 18 | -45.6645 | 3358208.0548 | -356648639.0033
Kink 44 | 0 | 0 | 0 | 0 | 64 | 44 | 10796 | 70 | 20 | -44.3404 | 3358208.0548 | -352202038.1478
Kink 45 | 0 | 0 | 0 | 0 | 64 | 45 | 10797 | 71 | 23 | -44.3404 | 3358208.0548 | -352202038.1478
Kink 46 | -365.6329 | 944.557 | 0 | -345361.1457 | 6 | 46 | 1054 | 6 | 8 | -43.7682 | 3358231.3362 | -350280517.6539
Kink 47 | 0 | 0 | 0 | 0 | 64 | 47 | 10799 | 72 | 150 | -41.2339 | 3366183.9508 | -341769793.6589
Kink 48 | 0 | 0 | 0 | 0 | 64 | 48 | 10800 | 73 | 22 | -39.681 | 3366183.9508 | -336542561.7945
Kink 49 | 0 | 0 | 0 | 0 | 64 | 49 | 10801 | 74 | 167 | -36.5657 | 3366183.9508 | -326055634.6605
Kink 50 | -151.093 | 0 | 0 | 0 | 12 | 50 | 2066 | 12 | 168 | -36.5657 | 3366183.9508 | -326055634.6605
Kink 51 | 0 | 0 | 0 | 0 | 64 | 51 | 10803 | 75 | 24 | -34.2726 | 3366183.9508 | -318336774.7086
Kink 52 | -128.1984 | 0 | 0 | 0 | 16 | 52 | 2740 | 16 | 10 | -32.0113 | 3680072.473 | -310724828.6313
Kink 53 | 0 | 0 | 0 | 0 | 64 | 53 | 10805 | 76 | 27 | -31.0385 | 3680072.473 | -307144831.4476
Kink 54 | -76.091 | 0 | 0 | 0 | 27 | 54 | 4590 | 27 | 151 | -28.808 | 3680124.4912 | -298936466.1224
Kink 55 | 0 | 0 | 0 | 0 | 64 | 55 | 10807 | 77 | 25 | -27.4013 | 3680124.4912 | -293759609.702
Kink 56 | -87.0893 | 0 | 0 | 0 | 20 | 56 | 3416 | 20 | 28 | -24.6474 | 3680124.4912 | -283625039.0403
Kink 57 | 0 | 0 | 0 | 0 | 64 | 57 | 10809 | 78 | 153 | -23.1558 | 3680124.4912 | -278135690.8925
Kink 58 | 0 | 0 | 0 | 0 | 64 | 58 | 10810 | 79 | 11 | -22.9661 | 3683775.4916 | -277437558.0985
Kink 59 | 0 | 0 | 0 | 0 | 64 | 59 | 10811 | 80 | 26 | -21.8994 | 3683775.4916 | -273507970.8758
Kink 60 | 0 | 0 | 0 | 0 | 64 | 60 | 10812 | 81 | 13 | -18.9094 | 3683775.4916 | -262493493.61
Kink 61 | 0 | 0 | 0 | 0 | 64 | 61 | 10813 | 82 | 9 | -18.7774 | 3692082.3717 | -262007388.3729
Kink 62 | 0 | 0 | 0 | 0 | 64 | 62 | 10814 | 83 | 152 | -18.4859 | 3731593.552 | -260931071.6041
Kink 63 | 0 | 0 | 0 | 0 | 64 | 63 | 10815 | 84 | 12 | -15.092 | 4768416.407 | -248266395.8363
Kink 64 | 0 | 0 | 0 | 0 | 64 | 64 | 10816 | 85 | 29 | 0 | 4768416.407 | -176301446.1547
Kink 65 | 0 | 0 | 0 | 0 | 64 | 65 | 10817 | 86 | 31 | 0 | 4768416.407 | -176301446.1547
Kink 66 | -288.9831 | 1467.9547 | 0 | -424214.0357 | 9 | 66 | 1578 | 9 | 32 | 0 | 4768416.407 | -176301446.1547
Kink 67 | -154.6257 | 19.5497 | 0 | -3022.8883 | 11 | 67 | 1915 | 11 | 34 | 0 | 4768416.407 | -176301446.1547
Kink 68 | -80.9066 | 6003.8655 | 0 | -485752.6102 | 22 | 68 | 3764 | 22 | 42 | 0 | 4768416.407 | -176301446.1547
Kink 69 | -87.4449 | 0 | 0 | 0 | 19 | 69 | 3261 | 19 | 43 | 0 | 4768416.407 | -176301446.1547
Kink 70 | 0 | 0 | 0 | 0 | 64 | 70 | 10822 | 87 | 44 | 0 | 4768416.407 | -176301446.1547
Kink 71 | 0 | 0 | 0 | 0 | 64 | 71 | 10823 | 88 | 45 | 0 | 4768416.407 | -176301446.1547
Kink 72 | 0 | 0 | 0 | 0 | 64 | 72 | 10824 | 89 | 47 | 0 | 4768416.407 | -176301446.1547
Kink 73 | 0 | 0 | 0 | 0 | 64 | 73 | 10825 | 90 | 48 | 0 | 4768416.407 | -176301446.1547
Kink 74 | -4189.7371 | 357.7188 | 0 | -1498747.904 | 1 | 74 | 242 | 1 | 49 | 0 | 4768416.407 | -176301446.1547
Kink 75 | 0 | 0 | 0 | 0 | 64 | 75 | 10827 | 91 | 51 | 0 | 4768416.407 | -176301446.1547
Kink 76 | 0 | 0 | 0 | 0 | 64 | 76 | 10828 | 92 | 53 | 0 | 4768416.407 | -176301446.1547
Kink 77 | 0 | 0 | 0 | 0 | 64 | 77 | 10829 | 93 | 55 | 0 | 4768416.407 | -176301446.1547
Kink 78 | -402.9093 | 0 | 0 | 0 | 2 | 78 | 414 | 3 | 57 | 0 | 4768416.407 | -176301446.1547
Kink 79 | 0 | 0 | 0 | 0 | 64 | 79 | 10831 | 94 | 58 | 0 | 4768416.407 | -176301446.1547
Kink 80 | -322.5724 | 0 | 0 | 0 | 7 | 80 | 1256 | 7 | 59 | 0 | 4768416.407 | -176301446.1547
Kink 81 | 0 | 0 | 0 | 0 | 64 | 81 | 10833 | 95 | 60 | 0 | 4768416.407 | -176301446.1547
Kink 82 | -143.91 | 0 | 0 | 0 | 14 | 82 | 2434 | 14 | 61 | 0 | 4768416.407 | -176301446.1547
Kink 83 | 0 | 0 | 0 | 0 | 64 | 83 | 10835 | 96 | 62 | 0 | 4768416.407 | -176301446.1547
Kink 84 | -172.6779 | 0 | 0 | 0 | 10 | 84 | 1764 | 10 | 63 | 0 | 4768416.407 | -176301446.1547
Kink 85 | 0 | 0 | 0 | 0 | 64 | 85 | 10837 | 97 | 64 | 0 | 4768416.407 | -176301446.1547
Kink 86 | 0 | 0 | 0 | 0 | 64 | 86 | 10838 | 98 | 65 | 0 | 4768416.407 | -176301446.1547
Kink 87 | 0 | 0 | 0 | 0 | 64 | 87 | 10839 | 99 | 70 | 0 | 4768416.407 | -176301446.1547
Kink 88 | 0 | 0 | 0 | 0 | 64 | 88 | 10840 | 100 | 71 | 0 | 4768416.407 | -176301446.1547
Kink 89 | 0 | 0 | 0 | 0 | 64 | 89 | 10841 | 101 | 72 | 0 | 4768416.407 | -176301446.1547
Kink 90 | 0 | 0 | 0 | 0 | 64 | 90 | 10842 | 102 | 73 | 0 | 4768416.407 | -176301446.1547
Kink 91 | 0 | 0 | 0 | 0 | 64 | 91 | 10843 | 103 | 75 | 0 | 4768416.407 | -176301446.1547
Kink 92 | 0 | 0 | 0 | 0 | 64 | 92 | 10844 | 104 | 76 | 0 | 4768416.407 | -176301446.1547
Kink 93 | 0 | 0 | 0 | 0 | 64 | 93 | 10845 | 105 | 77 | 0 | 4768416.407 | -176301446.1547
Kink 94 | 0 | 0 | 0 | 0 | 64 | 94 | 10846 | 106 | 79 | 0 | 4768416.407 | -176301446.1547
Kink 95 | 0 | 0 | 0 | 0 | 64 | 95 | 10847 | 107 | 81 | 0 | 4768416.407 | -176301446.1547
Kink 96 | 0 | 0 | 0 | 0 | 64 | 96 | 10848 | 108 | 83 | 0 | 4768416.407 | -176301446.1547
Kink 97 | 0 | 0 | 0 | 0 | 64 | 97 | 10849 | 109 | 85 | 0 | 4768416.407 | -176301446.1547
Kink 98 | 0 | 0 | 0 | 0 | 64 | 98 | 10850 | 110 | 86 | 0 | 4768416.407 | -176301446.1547
Kink 99 | 0 | 0 | 0 | 0 | 64 | 99 | 10851 | 111 | 87 | 0 | 4768416.407 | -176301446.1547
Kink 100 | 0 | 0 | 0 | 0 | 64 | 100 | 10852 | 112 | 88 | 0 | 4768416.407 | -176301446.1547
Kink 101 | 0 | 0 | 0 | 0 | 64 | 101 | 10853 | 113 | 89 | 0 | 4768416.407 | -176301446.1547
Kink 102 | 0 | 0 | 0 | 0 | 64 | 102 | 10854 | 114 | 90 | 0 | 4768416.407 | -176301446.1547
Kink 103 | 0 | 0 | 0 | 0 | 64 | 103 | 10855 | 115 | 91 | 0 | 4768416.407 | -176301446.1547
Kink 104 | 0 | 0 | 0 | 0 | 64 | 104 | 10856 | 116 | 92 | 0 | 4768416.407 | -176301446.1547
Kink 105 | 0 | 0 | 0 | 0 | 64 | 105 | 10857 | 117 | 93 | 0 | 4768416.407 | -176301446.1547
Kink 106 | 0 | 0 | 0 | 0 | 64 | 106 | 10858 | 118 | 94 | 0 | 4768416.407 | -176301446.1547
Kink 107 | 0 | 0 | 0 | 0 | 64 | 107 | 10859 | 119 | 95 | 0 | 4768416.407 | -176301446.1547
Kink 108 | 0 | 0 | 0 | 0 | 64 | 108 | 10860 | 120 | 96 | 0 | 4768416.407 | -176301446.1547
Kink 109 | 0 | 0 | 0 | 0 | 64 | 109 | 10861 | 121 | 97 | 0 | 4768416.407 | -176301446.1547
Kink 110 | 0 | 0 | 0 | 0 | 64 | 110 | 10862 | 122 | 98 | 0 | 4768416.407 | -176301446.1547
Kink 111 | 0 | 0 | 0 | 0 | 64 | 111 | 10863 | 123 | 99 | 0 | 4768416.407 | -176301446.1547
Kink 112 | 0 | 0 | 0 | 0 | 64 | 112 | 10864 | 124 | 100 | 0 | 4768416.407 | -176301446.1547
Kink 113 | 0 | 0 | 0 | 0 | 64 | 113 | 10865 | 125 | 101 | 0 | 4768416.407 | -176301446.1547
Kink 114 | 0 | 0 | 0 | 0 | 64 | 114 | 10866 | 126 | 102 | 0 | 4768416.407 | -176301446.1547
Kink 115 | 0 | 0 | 0 | 0 | 64 | 115 | 10867 | 127 | 103 | 0 | 4768416.407 | -176301446.1547
Kink 116 | 0 | 0 | 0 | 0 | 64 | 116 | 10868 | 128 | 104 | 0 | 4768416.407 | -176301446.1547
Kink 117 | 0 | 0 | 0 | 0 | 64 | 117 | 10869 | 129 | 105 | 0 | 4768416.407 | -176301446.1547
Kink 118 | 0 | 0 | 0 | 0 | 64 | 118 | 10870 | 130 | 106 | 0 | 4768416.407 | -176301446.1547
Kink 119 | 0 | 0 | 0 | 0 | 64 | 119 | 10871 | 131 | 107 | 0 | 4768416.407 | -176301446.1547
Kink 120 | 0 | 0 | 0 | 0 | 64 | 120 | 10872 | 132 | 108 | 0 | 4768416.407 | -176301446.1547
Kink 121 | 0 | 0 | 0 | 0 | 64 | 121 | 10873 | 133 | 109 | 0 | 4768416.407 | -176301446.1547
Kink 122 | 0 | 0 | 0 | 0 | 64 | 122 | 10874 | 134 | 110 | 0 | 4768416.407 | -176301446.1547
Kink 123 | 0 | 0 | 0 | 0 | 64 | 123 | 10875 | 135 | 111 | 0 | 4768416.407 | -176301446.1547
Kink 124 | 0 | 0 | 0 | 0 | 64 | 124 | 10876 | 136 | 112 | 0 | 4768416.407 | -176301446.1547
Kink 125 | 0 | 0 | 0 | 0 | 64 | 125 | 10877 | 137 | 113 | 0 | 4768416.407 | -176301446.1547
Kink 126 | 0 | 0 | 0 | 0 | 64 | 126 | 10878 | 138 | 114 | 0 | 4768416.407 | -176301446.1547
Kink 127 | 0 | 0 | 0 | 0 | 64 | 127 | 10879 | 139 | 115 | 0 | 4768416.407 | -176301446.1547
Kink 128 | 0 | 0 | 0 | 0 | 64 | 128 | 10880 | 140 | 116 | 0 | 4768416.407 | -176301446.1547
Kink 129 | 0 | 0 | 0 | 0 | 64 | 129 | 10881 | 141 | 117 | 0 | 4768416.407 | -176301446.1547
Kink 130 | 0 | 0 | 0 | 0 | 64 | 130 | 10882 | 142 | 118 | 0 | 4768416.407 | -176301446.1547
Kink 131 | 0 | 0 | 0 | 0 | 64 | 131 | 10883 | 143 | 119 | 0 | 4768416.407 | -176301446.1547
Kink 132 | 0 | 0 | 0 | 0 | 64 | 132 | 10884 | 144 | 120 | 0 | 4768416.407 | -176301446.1547
Kink 133 | 0 | 0 | 0 | 0 | 64 | 133 | 10885 | 145 | 121 | 0 | 4768416.407 | -176301446.1547
Kink 134 | 0 | 0 | 0 | 0 | 64 | 134 | 10886 | 146 | 122 | 0 | 4768416.407 | -176301446.1547
Kink 135 | 0 | 0 | 0 | 0 | 64 | 135 | 10887 | 147 | 123 | 0 | 4768416.407 | -176301446.1547
Kink 136 | 0 | 0 | 0 | 0 | 64 | 136 | 10888 | 148 | 124 | 0 | 4768416.407 | -176301446.1547
Kink 137 | 0 | 0 | 0 | 0 | 64 | 137 | 10889 | 149 | 125 | 0 | 4768416.407 | -176301446.1547
Kink 138 | 0 | 0 | 0 | 0 | 64 | 138 | 10890 | 150 | 126 | 0 | 4768416.407 | -176301446.1547
Kink 139 | 0 | 0 | 0 | 0 | 64 | 139 | 10891 | 151 | 127 | 0 | 4768416.407 | -176301446.1547
Kink 140 | 0 | 0 | 0 | 0 | 64 | 140 | 10892 | 152 | 128 | 0 | 4768416.407 | -176301446.1547
Kink 141 | 0 | 0 | 0 | 0 | 64 | 141 | 10893 | 153 | 129 | 0 | 4768416.407 | -176301446.1547
Kink 142 | 0 | 0 | 0 | 0 | 64 | 142 | 10894 | 154 | 130 | 0 | 4768416.407 | -176301446.1547
Kink 143 | 0 | 0 | 0 | 0 | 64 | 143 | 10895 | 155 | 131 | 0 | 4768416.407 | -176301446.1547
Kink 144 | 0 | 0 | 0 | 0 | 64 | 144 | 10896 | 156 | 132 | 0 | 4768416.407 | -176301446.1547
Kink 145 | 0 | 0 | 0 | 0 | 64 | 145 | 10897 | 157 | 133 | 0 | 4768416.407 | -176301446.1547
Kink 146 | 0 | 0 | 0 | 0 | 64 | 146 | 10898 | 158 | 134 | 0 | 4768416.407 | -176301446.1547
Kink 147 | 0 | 0 | 0 | 0 | 64 | 147 | 10899 | 159 | 135 | 0 | 4768416.407 | -176301446.1547
Kink 148 | 0 | 0 | 0 | 0 | 64 | 148 | 10900 | 160 | 136 | 0 | 4768416.407 | -176301446.1547
Kink 149 | 0 | 0 | 0 | 0 | 64 | 149 | 10901 | 161 | 137 | 0 | 4768416.407 | -176301446.1547
Kink 150 | -41.2339 | 7952.6145 | 0 | -327917.3404 | 47 | 150 | 8046 | 47 | 138 | 0 | 4768416.407 | -176301446.1547
Kink 151 | -28.808 | 52.0182 | 0 | -1498.54 | 54 | 151 | 9223 | 54 | 139 | 0 | 4768416.407 | -176301446.1547
Kink 152 | -18.4859 | 39511.1803 | 0 | -730400.0215 | 62 | 152 | 10568 | 62 | 140 | 0 | 4768416.407 | -176301446.1547
Kink 153 | -23.1558 | 0 | 0 | 0 | 57 | 153 | 9729 | 57 | 141 | 0 | 4768416.407 | -176301446.1547
Kink 154 | 0 | 0 | 0 | 0 | 64 | 154 | 10906 | 162 | 142 | 0 | 4768416.407 | -176301446.1547
Kink 155 | 0 | 0 | 0 | 0 | 64 | 155 | 10907 | 163 | 143 | 0 | 4768416.407 | -176301446.1547
Kink 156 | 0 | 0 | 0 | 0 | 64 | 156 | 10908 | 164 | 144 | 0 | 4768416.407 | -176301446.1547
Kink 157 | 0 | 0 | 0 | 0 | 64 | 157 | 10909 | 165 | 145 | 0 | 4768416.407 | -176301446.1547
Kink 158 | 0 | 0 | 0 | 0 | 64 | 158 | 10910 | 166 | 146 | 0 | 4768416.407 | -176301446.1547
Kink 159 | 0 | 0 | 0 | 0 | 64 | 159 | 10911 | 167 | 147 | 0 | 4768416.407 | -176301446.1547
Kink 160 | 0 | 0 | 0 | 0 | 64 | 160 | 10912 | 168 | 148 | 0 | 4768416.407 | -176301446.1547
Kink 161 | -80.118 | 0 | 0 | 0 | 24 | 161 | 4193 | 24 | 149 | 0 | 4768416.407 | -176301446.1547
Kink 162 | -80.118 | 0 | 0 | 0 | 24 | 162 | 4194 | 25 | 154 | 0 | 4768416.407 | -176301446.1547
Kink 163 | -72.9965 | 0 | 0 | 0 | 29 | 163 | 5035 | 29 | 155 | 0 | 4768416.407 | -176301446.1547
Kink 164 | -72.9965 | 0 | 0 | 0 | 29 | 164 | 5036 | 30 | 156 | 0 | 4768416.407 | -176301446.1547
Kink 165 | -60.3535 | 0 | 0 | 0 | 33 | 165 | 5709 | 33 | 157 | 0 | 4768416.407 | -176301446.1547
Kink 166 | -60.3535 | 0 | 0 | 0 | 33 | 166 | 5710 | 34 | 158 | 0 | 4768416.407 | -176301446.1547
Kink 167 | -36.5657 | 0 | 0 | 0 | 49 | 167 | 8399 | 49 | 159 | 0 | 4768416.407 | -176301446.1547
Kink 168 | -36.5657 | 0 | 0 | 0 | 49 | 168 | 8400 | 50 | 160 | 0 | 4768416.407 | -176301446.1547
3509. General scaler rate
Data sources:
x1 = 3508. Root (in Solve for General scaler rate)
Optimisation result =MIN(x1)
General scaler rate
General scaler rate | 36.9727
3510. Scaler
Data sources:
x1 = 2302. Load coefficient
x2 = 3503. Unit rate 1 p/kWh scalable part (in Scalable elements of tariff components)
x3 = 3509. General scaler rate
x4 = 3307. Unit rate 1 p/kWh (total) (in Summary of charges before revenue matching)
x5 = 3503. Unit rate 2 p/kWh scalable part (in Scalable elements of tariff components)
x6 = 3307. Unit rate 2 p/kWh (total) (in Summary of charges before revenue matching)
x7 = 3503. Unit rate 3 p/kWh scalable part (in Scalable elements of tariff components)
x8 = 3307. Unit rate 3 p/kWh (total) (in Summary of charges before revenue matching)
x9 = 3503. Fixed charge p/MPAN/day scalable part (in Scalable elements of tariff components)
x10 = 3307. Fixed charge p/MPAN/day (total) (in Summary of charges before revenue matching)
x11 = 3503. Capacity charge p/kVA/day scalable part (in Scalable elements of tariff components)
x12 = 3307. Capacity charge p/kVA/day (total) (in Summary of charges before revenue matching)
x13 = 3503. Reactive power charge p/kVArh scalable part (in Scalable elements of tariff components)
x14 = 3307. Reactive power charge p/kVArh (in Summary of charges before revenue matching)
x15 = 1010. Days in the charging year (in Financial and general assumptions)
x16 = Fixed charge p/MPAN/day scaler (in Scaler)
x17 = 2305. MPANs (in Equivalent volume for each end user)
x18 = Capacity charge p/kVA/day scaler (in Scaler)
x19 = 2305. Import capacity (kVA) (in Equivalent volume for each end user)
x20 = Unit rate 1 p/kWh scaler (in Scaler)
x21 = 2305. Rate 1 units (MWh) (in Equivalent volume for each end user)
x22 = Unit rate 2 p/kWh scaler (in Scaler)
x23 = 2305. Rate 2 units (MWh) (in Equivalent volume for each end user)
x24 = Unit rate 3 p/kWh scaler (in Scaler)
x25 = 2305. Rate 3 units (MWh) (in Equivalent volume for each end user)
x26 = Reactive power charge p/kVArh scaler (in Scaler)
x27 = 2305. Reactive power units (MVArh) (in Equivalent volume for each end user)
Kind: | Calculation | Calculation | Calculation | Calculation | Calculation | Calculation | Calculation
Formula: | =IF(x1<0,0,IF(x2*x3+x4>0,x2*x3,0-x4)) | =IF(x1<0,0,IF(x5*x3+x6>0,x5*x3,0-x6)) | =IF(x1<0,0,IF(x7*x3+x8>0,x7*x3,0-x8)) | =IF(x1<0,0,IF(x9*x3+x10>0,x9*x3,0-x10)) | =IF(x1<0,0,IF(x11*x3+x12>0,x11*x3,0-x12)) | =IF(x1<0,0,IF(x13*x3+x14>0,x13*x3,0-x14)) | =0.01*x15*(x16*x17+x18*x19)+10*(x20*x21+x22*x23+x24*x25+x26*x27)
| Unit rate 1 p/kWh scaler | Unit rate 2 p/kWh scaler | Unit rate 3 p/kWh scaler | Fixed charge p/MPAN/day scaler | Capacity charge p/kVA/day scaler | Reactive power charge p/kVArh scaler | Net revenues by tariff from scaler
Domestic Unrestricted | 1.0134 | 0 | 0 | 0 | 0 | 0 | 73002546.1313
Domestic Two Rate | 1.2184 | 0.0086591 | 0 | 0 | 0 | 0 | 12630895.6955
Domestic Off Peak (related MPAN) | 0.040448 | 0 | 0 | 0 | 0 | 0 | 15281.7453
Small Non Domestic Unrestricted | 0.79972 | 0 | 0 | 0 | 0 | 0 | 13365920.1891
Small Non Domestic Two Rate | 0.95743 | 0.0073741 | 0 | 0 | 0 | 0 | 4549058.9856
Small Non Domestic Off Peak (related MPAN) | 0.11047 | 0 | 0 | 0 | 0 | 0 | 7072.2352
LV Medium Non-Domestic | 0.92618 | 0.0068608 | 0 | 0 | 0 | 0 | 12160357.3472
LV Sub Medium Non-Domestic | 0.91924 | 0.0068093 | 0 | 0 | 0 | 0 | 862.4532
HV Medium Non-Domestic | 0.82438 | 0.006337 | 0 | 0 | 0 | 0 | 307775.9465
LV HH Metered | 5.4916 | 0.14865 | 0.0062653 | 0 | 0 | 0.1781 | 13202921.7991
LV Sub HH Metered | 5.5355 | 0.14984 | 0.0063154 | 0 | 0 | 0.1738 | 151085.6
HV HH Metered | 4.8285 | 0.1307 | 0.0055088 | 0 | 0 | 0.14119 | 44157666.8003
HV Sub HH Metered | 4.3991 | 0.11908 | 0.0050189 | 0 | 0 | 0.13889 | 0
NHH UMS category A | 0.55258 | 0 | 0 | 0 | 0 | 0 | 355607.65
NHH UMS category B | 0.84901 | 0 | 0 | 0 | 0 | 0 | 289440.8806
NHH UMS category C | 1.6505 | 0 | 0 | 0 | 0 | 0 | 12830.6706
NHH UMS category D | 0.36619 | 0 | 0 | 0 | 0 | 0 | 20239.3785
LV UMS (Pseudo HH Metered) | 16.9016 | 0.12651 | 0.0063538 | 0 | 0 | 0 | 2071882.6469
LV Generation NHH | 0 | 0 | 0 | 0 | 0 | 0 | 0
LV Sub Generation NHH | 0 | 0 | 0 | 0 | 0 | 0 | 0
LV Generation Intermittent | 0 | 0 | 0 | 0 | 0 | 0 | 0
LV Generation Non-Intermittent | 0 | 0 | 0 | 0 | 0 | 0 | 0
LV Sub Generation Intermittent | 0 | 0 | 0 | 0 | 0 | 0 | 0
LV Sub Generation Non-Intermittent | 0 | 0 | 0 | 0 | 0 | 0 | 0
HV Generation Intermittent | 0 | 0 | 0 | 0 | 0 | 0 | 0
HV Generation Non-Intermittent | 0 | 0 | 0 | 0 | 0 | 0 | 0
HV Sub Generation Intermittent | 0 | 0 | 0 | 0 | 0 | 0 | 0
HV Sub Generation Non-Intermittent | 0 | 0 | 0 | 0 | 0 | 0 | 0

## Adjust
Tariff component adjustment and rounding for WPD West Midlands in 2013/14 (April Tariffs 2013/14)
3601. Tariffs before rounding
Data sources:
x1 = 3307. Unit rate 1 p/kWh (total) (in Summary of charges before revenue matching)
x2 = 3510. Unit rate 1 p/kWh scaler (in Scaler)
x3 = 3307. Unit rate 2 p/kWh (total) (in Summary of charges before revenue matching)
x4 = 3510. Unit rate 2 p/kWh scaler (in Scaler)
x5 = 3307. Unit rate 3 p/kWh (total) (in Summary of charges before revenue matching)
x6 = 3510. Unit rate 3 p/kWh scaler (in Scaler)
x7 = 3307. Fixed charge p/MPAN/day (total) (in Summary of charges before revenue matching)
x8 = 3510. Fixed charge p/MPAN/day scaler (in Scaler)
x9 = 3307. Capacity charge p/kVA/day (total) (in Summary of charges before revenue matching)
x10 = 3510. Capacity charge p/kVA/day scaler (in Scaler)
x11 = 3307. Reactive power charge p/kVArh (in Summary of charges before revenue matching)
x12 = 3510. Reactive power charge p/kVArh scaler (in Scaler)
Kind: | Calculation | Calculation | Calculation | Calculation | Calculation | Calculation
Formula: | =x1+x2 | =x3+x4 | =x5+x6 | =x7+x8 | =x9+x10 | =x11+x12
| Unit rate 1 p/kWh | Unit rate 2 p/kWh | Unit rate 3 p/kWh | Fixed charge p/MPAN/day | Capacity charge p/kVA/day | Reactive power charge p/kVArh
Domestic Unrestricted | 2.4324 |  |  | 3.9073
Domestic Two Rate | 2.8181 | 0.10302 |  | 3.9073
Domestic Off Peak (related MPAN) | 0.20221
Small Non Domestic Unrestricted | 1.9195 |  |  | 6.6452
Small Non Domestic Two Rate | 2.2912 | 0.087734 |  | 6.6452
Small Non Domestic Off Peak (related MPAN) | 0.3353
LV Medium Non-Domestic | 2.2037 | 0.081626 |  | 35.0499
LV Sub Medium Non-Domestic | 2.0074 | 0.066218 |  | 17.1715
HV Medium Non-Domestic | 1.2431 | 0.020204 |  | 302.4226
LV HH Metered | 10.2462 | 0.6256 | 0.055235 | 9.2919 | 3.3083 | 0.37672
LV Sub HH Metered | 8.9739 | 0.47542 | 0.032727 | 6.8244 | 4.214 | 0.30922
HV HH Metered | 6.7994 | 0.30492 | 0.017564 | 69.5347 | 4.703 | 0.21179
HV Sub HH Metered | 6.649 | 0.32134 | 0.016889 | 69.5347 | 4.5594 | 0.22588
NHH UMS category A | 2.0687
NHH UMS category B | 2.6085
NHH UMS category C | 4.4005
NHH UMS category D | 1.7513
LV UMS (Pseudo HH Metered) | 37.7765 | 1.3776 | 0.72636
LV Generation NHH | -0.63649 |  |  | 0
LV Sub Generation NHH | -0.53198 |  |  | 0
LV Generation Intermittent | -0.63649 |  |  | 0 |  | 0.26301
LV Generation Non-Intermittent | -4.9512 | -0.51032 | -0.057356 | 0 |  | 0.26301
LV Sub Generation Intermittent | -0.53198 |  |  | 0 |  | 0.23384
LV Sub Generation Non-Intermittent | -4.1731 | -0.42254 | -0.044811 | 0 |  | 0.23384
HV Generation Intermittent | -0.32656 |  |  | 34.1722 |  | 0.19205
HV Generation Non-Intermittent | -2.6488 | -0.24913 | -0.019859 | 34.1722 |  | 0.19205
HV Sub Generation Intermittent | -0.36389 |  |  | 34.1722 |  | 0.11446
HV Sub Generation Non-Intermittent | -2.9326 | -0.28049 | -0.02344 | 34.1722 |  | 0.11446
3602. Decimal places
| Unit rate 1 p/kWh | Unit rate 2 p/kWh | Unit rate 3 p/kWh | Fixed charge p/MPAN/day | Capacity charge p/kVA/day | Reactive power charge p/kVArh
Decimal places | 3 | 3 | 3 | 2 | 2 | 3
3603. Tariff rounding
Data sources:
x1 = 3601. Unit rate 1 p/kWh before rounding (in Tariffs before rounding)
x2 = 3602. Unit rate 1 p/kWh decimal places (in Decimal places)
x3 = 3601. Unit rate 2 p/kWh before rounding (in Tariffs before rounding)
x4 = 3602. Unit rate 2 p/kWh decimal places (in Decimal places)
x5 = 3601. Unit rate 3 p/kWh before rounding (in Tariffs before rounding)
x6 = 3602. Unit rate 3 p/kWh decimal places (in Decimal places)
x7 = 3601. Fixed charge p/MPAN/day before rounding (in Tariffs before rounding)
x8 = 3602. Fixed charge p/MPAN/day decimal places (in Decimal places)
x9 = 3601. Capacity charge p/kVA/day before rounding (in Tariffs before rounding)
x10 = 3602. Capacity charge p/kVA/day decimal places (in Decimal places)
x11 = 3601. Reactive power charge p/kVArh before rounding (in Tariffs before rounding)
x12 = 3602. Reactive power charge p/kVArh decimal places (in Decimal places)
Kind: | Calculation | Calculation | Calculation | Calculation | Calculation | Calculation
Formula: | =ROUND(x1,x2)-x1 | =ROUND(x3,x4)-x3 | =ROUND(x5,x6)-x5 | =ROUND(x7,x8)-x7 | =ROUND(x9,x10)-x9 | =ROUND(x11,x12)-x11
| Unit rate 1 p/kWh | Unit rate 2 p/kWh | Unit rate 3 p/kWh | Fixed charge p/MPAN/day | Capacity charge p/kVA/day | Reactive power charge p/kVArh
Domestic Unrestricted | -0.00038816 |  |  | 0.0026674
Domestic Two Rate | -7.6558e-05 | -2.1423e-05 |  | 0.0026674
Domestic Off Peak (related MPAN) | -0.00020878
Small Non Domestic Unrestricted | 0.00048637 |  |  | 0.0048374
Small Non Domestic Two Rate | -0.00019516 | 0.00026638 |  | 0.0048374
Small Non Domestic Off Peak (related MPAN) | -0.00029759
LV Medium Non-Domestic | 0.00034644 | 0.00037415 |  | 0.00010111
LV Sub Medium Non-Domestic | -0.00042616 | -0.00021801 |  | -0.0014957
HV Medium Non-Domestic | -6.3005e-05 | -0.00020409 |  | -0.0025556
LV HH Metered | -0.00019515 | 0.00040404 | -0.00023546 | -0.0018504 | 0.0016985 | 0.00027884
LV Sub HH Metered | 0.00011503 | -0.00042088 | 0.00027276 | -0.0044355 | -0.004034 | -0.00021617
HV HH Metered | -0.00043892 | 8.1451e-05 | 0.00043644 | -0.0047054 | -0.0029877 | 0.00021189
HV Sub HH Metered | 4.3e-05 | -0.00033909 | 0.00011085 | -0.0047054 | 0.00060962 | 0.00011728
NHH UMS category A | 0.0003455
NHH UMS category B | -0.00048101
NHH UMS category C | 0.00046984
NHH UMS category D | -0.00033181
LV UMS (Pseudo HH Metered) | -0.00048196 | 0.000354 | -0.00035929
LV Generation NHH | 0.00049042 |  |  | 0
LV Sub Generation NHH | -1.6705e-05 |  |  | 0
LV Generation Intermittent | 0.00049042 |  |  | 0 |  | -7.1402e-06
LV Generation Non-Intermittent | 0.00018144 | 0.0003217 | 0.00035595 | 0 |  | -7.1402e-06
LV Sub Generation Intermittent | -1.6705e-05 |  |  | 0 |  | 0.0001559
LV Sub Generation Non-Intermittent | 0.00011084 | -0.00045861 | -0.00018893 | 0 |  | 0.0001559
HV Generation Intermittent | -0.00043655 |  |  | -0.0022217 |  | -5.4519e-05
HV Generation Non-Intermittent | -0.0002407 | 0.0001254 | -0.00014148 | -0.0022217 |  | -5.4519e-05
HV Sub Generation Intermittent | -0.00011258 |  |  | -0.0022217 |  | -0.00046315
HV Sub Generation Non-Intermittent | -0.00040364 | 0.00049109 | 0.00044027 | -0.0022217 |  | -0.00046315
3604. All the way tariffs
Data sources:
x1 = 3601. Unit rate 1 p/kWh before rounding (in Tariffs before rounding)
x2 = 3603. Unit rate 1 p/kWh rounding (in Tariff rounding)
x3 = 3601. Unit rate 2 p/kWh before rounding (in Tariffs before rounding)
x4 = 3603. Unit rate 2 p/kWh rounding (in Tariff rounding)
x5 = 3601. Unit rate 3 p/kWh before rounding (in Tariffs before rounding)
x6 = 3603. Unit rate 3 p/kWh rounding (in Tariff rounding)
x7 = 3601. Fixed charge p/MPAN/day before rounding (in Tariffs before rounding)
x8 = 3603. Fixed charge p/MPAN/day rounding (in Tariff rounding)
x9 = 3601. Capacity charge p/kVA/day before rounding (in Tariffs before rounding)
x10 = 3603. Capacity charge p/kVA/day rounding (in Tariff rounding)
x11 = 3601. Reactive power charge p/kVArh before rounding (in Tariffs before rounding)
x12 = 3603. Reactive power charge p/kVArh rounding (in Tariff rounding)
Kind: | Calculation | Calculation | Calculation | Calculation | Calculation | Calculation
Formula: | =x1+x2 | =x3+x4 | =x5+x6 | =x7+x8 | =x9+x10 | =x11+x12
| Unit rate 1 p/kWh | Unit rate 2 p/kWh | Unit rate 3 p/kWh | Fixed charge p/MPAN/day | Capacity charge p/kVA/day | Reactive power charge p/kVArh
Domestic Unrestricted | 2.432 |  |  | 3.91
Domestic Two Rate | 2.818 | 0.103 |  | 3.91
Domestic Off Peak (related MPAN) | 0.202
Small Non Domestic Unrestricted | 1.92 |  |  | 6.65
Small Non Domestic Two Rate | 2.291 | 0.088 |  | 6.65
Small Non Domestic Off Peak (related MPAN) | 0.335
LV Medium Non-Domestic | 2.204 | 0.082 |  | 35.05
LV Sub Medium Non-Domestic | 2.007 | 0.066 |  | 17.17
HV Medium Non-Domestic | 1.243 | 0.02 |  | 302.42
LV HH Metered | 10.246 | 0.626 | 0.055 | 9.29 | 3.31 | 0.377
LV Sub HH Metered | 8.974 | 0.475 | 0.033 | 6.82 | 4.21 | 0.309
HV HH Metered | 6.799 | 0.305 | 0.018 | 69.53 | 4.7 | 0.212
HV Sub HH Metered | 6.649 | 0.321 | 0.017 | 69.53 | 4.56 | 0.226
NHH UMS category A | 2.069
NHH UMS category B | 2.608
NHH UMS category C | 4.401
NHH UMS category D | 1.751
LV UMS (Pseudo HH Metered) | 37.776 | 1.378 | 0.726
LV Generation NHH | -0.636 |  |  | 0
LV Sub Generation NHH | -0.532 |  |  | 0
LV Generation Intermittent | -0.636 |  |  | 0 |  | 0.263
LV Generation Non-Intermittent | -4.951 | -0.51 | -0.057 | 0 |  | 0.263
LV Sub Generation Intermittent | -0.532 |  |  | 0 |  | 0.234
LV Sub Generation Non-Intermittent | -4.173 | -0.423 | -0.045 | 0 |  | 0.234
HV Generation Intermittent | -0.327 |  |  | 34.17 |  | 0.192
HV Generation Non-Intermittent | -2.649 | -0.249 | -0.02 | 34.17 |  | 0.192
HV Sub Generation Intermittent | -0.364 |  |  | 34.17 |  | 0.114
HV Sub Generation Non-Intermittent | -2.933 | -0.28 | -0.023 | 34.17 |  | 0.114
3605. Net revenues by tariff from rounding
Data sources:
x1 = 1010. Days in the charging year (in Financial and general assumptions)
x2 = 3603. Fixed charge p/MPAN/day rounding (in Tariff rounding)
x3 = 2305. MPANs (in Equivalent volume for each end user)
x4 = 3603. Capacity charge p/kVA/day rounding (in Tariff rounding)
x5 = 2305. Import capacity (kVA) (in Equivalent volume for each end user)
x6 = 3603. Unit rate 1 p/kWh rounding (in Tariff rounding)
x7 = 2305. Rate 1 units (MWh) (in Equivalent volume for each end user)
x8 = 3603. Unit rate 2 p/kWh rounding (in Tariff rounding)
x9 = 2305. Rate 2 units (MWh) (in Equivalent volume for each end user)
x10 = 3603. Unit rate 3 p/kWh rounding (in Tariff rounding)
x11 = 2305. Rate 3 units (MWh) (in Equivalent volume for each end user)
x12 = 3603. Reactive power charge p/kVArh rounding (in Tariff rounding)
x13 = 2305. Reactive power units (MVArh) (in Equivalent volume for each end user)
Calculation =0.01*x1*(x2*x3+x4*x5)+10*(x6*x7+x8*x9+x10*x11+x12*x13)
Net revenues by tariff from rounding
Domestic Unrestricted | -9165.9312
Domestic Two Rate | 2110.8814
Domestic Off Peak (related MPAN) | -78.878
Small Non Domestic Unrestricted | 10480.3789
Small Non Domestic Two Rate | 217.077
Small Non Domestic Off Peak (related MPAN) | -19.0508
LV Medium Non-Domestic | 5731.0984
LV Sub Medium Non-Domestic | -0.46905
HV Medium Non-Domestic | -46.8823
LV HH Metered | 7515.9489
LV Sub HH Metered | -256.9959
HV HH Metered | -12575.2958
HV Sub HH Metered | 0
NHH UMS category A | 222.3438
NHH UMS category B | -163.9847
NHH UMS category C | 3.6524
NHH UMS category D | -18.3394
LV UMS (Pseudo HH Metered) | -707.8737
LV Generation NHH | 2.1806
LV Sub Generation NHH | 0
LV Generation Intermittent | 0.22769
LV Generation Non-Intermittent | 8.3752
LV Sub Generation Intermittent | 0
LV Sub Generation Non-Intermittent | 0.0048042
HV Generation Intermittent | -4.5494
HV Generation Non-Intermittent | -301.3671
HV Sub Generation Intermittent | 0
HV Sub Generation Non-Intermittent | 0
3606. Revenue forecast summary
Data sources:
x1 = 3403. Total net revenues before matching (£) (in Revenue surplus or shortfall)
x2 = 3510. Net revenues by tariff from scaler (in Scaler)
x3 = 3605. Net revenues by tariff from rounding
x4 = Total net revenues before matching (£) (in Revenue forecast summary)
x5 = Total net revenues from scaler (£) (in Revenue forecast summary)
x6 = Total net revenues from rounding (£) (in Revenue forecast summary)
x7 = Total net revenues (£) (in Revenue forecast summary)
x8 = 3402. Target Revenue (£/year)
Kind: | Copy cells | Cell summation | Cell summation | Calculation | Calculation
Formula: | =x1 | =SUM(x2) | =SUM(x3) | =x4+x5+x6 | =x7-x8
| Total net revenues before matching (£) | Total net revenues from scaler (£) | Total net revenues from rounding (£) | Total net revenues (£) | Deviation from target revenue (£)
Revenue forecast summary | 305171257.9176 | 176301446.1547 | 2952.5519 | 481475656.6243 | 2952.5519
3607. Tariffs
Data sources:
x1 = 3604. Unit rate 1 p/kWh (in All the way tariffs)
x2 = 2304. Discount for each tariff (except for fixed charges) (in LDNO discounts and volumes adjusted for discount)
x3 = 3604. Unit rate 2 p/kWh (in All the way tariffs)
x4 = 3604. Unit rate 3 p/kWh (in All the way tariffs)
x5 = 3604. Fixed charge p/MPAN/day (in All the way tariffs)
x6 = 2304. Discount for each tariff for fixed charges only (in LDNO discounts and volumes adjusted for discount)
x7 = 3604. Capacity charge p/kVA/day (in All the way tariffs)
x8 = 3604. Reactive power charge p/kVArh (in All the way tariffs)
Kind: | Calculation | Calculation | Calculation | Calculation | Calculation | Calculation
Formula: | =ROUND(x1*(1-x2),3) | =ROUND(x3*(1-x2),3) | =ROUND(x4*(1-x2),3) | =ROUND(x5*(1-x6),2) | =ROUND(x7*(1-x2),2) | =ROUND(x8*(1-x2),3)
| Unit rate 1 p/kWh | Unit rate 2 p/kWh | Unit rate 3 p/kWh | Fixed charge p/MPAN/day | Capacity charge p/kVA/day | Reactive power charge p/kVArh
> Domestic Unrestricted
Domestic Unrestricted | 2.432 | 0 | 0 | 3.91 | 0 | 0
LDNO LV: Domestic Unrestricted | 1.681 | 0 | 0 | 2.7 | 0 | 0
LDNO HV: Domestic Unrestricted | 1.214 | 0 | 0 | 1.95 | 0 | 0
> Domestic Two Rate
Domestic Two Rate | 2.818 | 0.103 | 0 | 3.91 | 0 | 0
LDNO LV: Domestic Two Rate | 1.948 | 0.071 | 0 | 2.7 | 0 | 0
LDNO HV: Domestic Two Rate | 1.407 | 0.051 | 0 | 1.95 | 0 | 0
> Domestic Off Peak (related MPAN)
Domestic Off Peak (related MPAN) | 0.202 | 0 | 0 | 0 | 0 | 0
LDNO LV: Domestic Off Peak (related MPAN) | 0.14 | 0 | 0 | 0 | 0 | 0
LDNO HV: Domestic Off Peak (related MPAN) | 0.101 | 0 | 0 | 0 | 0 | 0
> Small Non Domestic Unrestricted
Small Non Domestic Unrestricted | 1.92 | 0 | 0 | 6.65 | 0 | 0
LDNO LV: Small Non Domestic Unrestricted | 1.327 | 0 | 0 | 4.6 | 0 | 0
LDNO HV: Small Non Domestic Unrestricted | 0.959 | 0 | 0 | 3.32 | 0 | 0
> Small Non Domestic Two Rate
Small Non Domestic Two Rate | 2.291 | 0.088 | 0 | 6.65 | 0 | 0
LDNO LV: Small Non Domestic Two Rate | 1.583 | 0.061 | 0 | 4.6 | 0 | 0
LDNO HV: Small Non Domestic Two Rate | 1.144 | 0.044 | 0 | 3.32 | 0 | 0
> Small Non Domestic Off Peak (related MPAN)
Small Non Domestic Off Peak (related MPAN) | 0.335 | 0 | 0 | 0 | 0 | 0
LDNO LV: Small Non Domestic Off Peak (related MPAN) | 0.232 | 0 | 0 | 0 | 0 | 0
LDNO HV: Small Non Domestic Off Peak (related MPAN) | 0.167 | 0 | 0 | 0 | 0 | 0
> LV Medium Non-Domestic
LV Medium Non-Domestic | 2.204 | 0.082 | 0 | 35.05 | 0 | 0
LDNO LV: LV Medium Non-Domestic | 1.523 | 0.057 | 0 | 24.23 | 0 | 0
LDNO HV: LV Medium Non-Domestic | 1.1 | 0.041 | 0 | 17.5 | 0 | 0
> LV Sub Medium Non-Domestic
LV Sub Medium Non-Domestic | 2.007 | 0.066 | 0 | 17.17 | 0 | 0
> HV Medium Non-Domestic
HV Medium Non-Domestic | 1.243 | 0.02 | 0 | 302.42 | 0 | 0
> LV HH Metered
LV HH Metered | 10.246 | 0.626 | 0.055 | 9.29 | 3.31 | 0.377
LDNO LV: LV HH Metered | 7.082 | 0.433 | 0.038 | 6.42 | 2.29 | 0.261
LDNO HV: LV HH Metered | 5.115 | 0.313 | 0.027 | 4.64 | 1.65 | 0.188
> LV Sub HH Metered
LV Sub HH Metered | 8.974 | 0.475 | 0.033 | 6.82 | 4.21 | 0.309
LDNO HV: LV Sub HH Metered | 6.692 | 0.354 | 0.025 | 5.09 | 3.14 | 0.23
> HV HH Metered
HV HH Metered | 6.799 | 0.305 | 0.018 | 69.53 | 4.7 | 0.212
LDNO HV: HV HH Metered | 5.764 | 0.259 | 0.015 | 58.94 | 3.98 | 0.18
> HV Sub HH Metered
HV Sub HH Metered | 6.649 | 0.321 | 0.017 | 69.53 | 4.56 | 0.226
> NHH UMS category A
NHH UMS category A | 2.069 | 0 | 0 | 0 | 0 | 0
LDNO LV: NHH UMS category A | 1.43 | 0 | 0 | 0 | 0 | 0
LDNO HV: NHH UMS category A | 1.033 | 0 | 0 | 0 | 0 | 0
> NHH UMS category B
NHH UMS category B | 2.608 | 0 | 0 | 0 | 0 | 0
LDNO LV: NHH UMS category B | 1.803 | 0 | 0 | 0 | 0 | 0
LDNO HV: NHH UMS category B | 1.302 | 0 | 0 | 0 | 0 | 0
> NHH UMS category C
NHH UMS category C | 4.401 | 0 | 0 | 0 | 0 | 0
LDNO LV: NHH UMS category C | 3.042 | 0 | 0 | 0 | 0 | 0
LDNO HV: NHH UMS category C | 2.197 | 0 | 0 | 0 | 0 | 0
> NHH UMS category D
NHH UMS category D | 1.751 | 0 | 0 | 0 | 0 | 0
LDNO LV: NHH UMS category D | 1.21 | 0 | 0 | 0 | 0 | 0
LDNO HV: NHH UMS category D | 0.874 | 0 | 0 | 0 | 0 | 0
> LV UMS (Pseudo HH Metered)
LV UMS (Pseudo HH Metered) | 37.776 | 1.378 | 0.726 | 0 | 0 | 0
LDNO LV: LV UMS (Pseudo HH Metered) | 26.11 | 0.952 | 0.502 | 0 | 0 | 0
LDNO HV: LV UMS (Pseudo HH Metered) | 18.859 | 0.688 | 0.362 | 0 | 0 | 0
> LV Generation NHH
LV Generation NHH | -0.636 | 0 | 0 | 0 | 0 | 0
LDNO LV: LV Generation NHH | -0.636 | 0 | 0 | 0 | 0 | 0
LDNO HV: LV Generation NHH | -0.636 | 0 | 0 | 0 | 0 | 0
> LV Sub Generation NHH
LV Sub Generation NHH | -0.532 | 0 | 0 | 0 | 0 | 0
LDNO HV: LV Sub Generation NHH | -0.532 | 0 | 0 | 0 | 0 | 0
> LV Generation Intermittent
LV Generation Intermittent | -0.636 | 0 | 0 | 0 | 0 | 0.263
LDNO LV: LV Generation Intermittent | -0.636 | 0 | 0 | 0 | 0 | 0.263
LDNO HV: LV Generation Intermittent | -0.636 | 0 | 0 | 0 | 0 | 0.263
> LV Generation Non-Intermittent
LV Generation Non-Intermittent | -4.951 | -0.51 | -0.057 | 0 | 0 | 0.263
LDNO LV: LV Generation Non-Intermittent | -4.951 | -0.51 | -0.057 | 0 | 0 | 0.263
LDNO HV: LV Generation Non-Intermittent | -4.951 | -0.51 | -0.057 | 0 | 0 | 0.263
> LV Sub Generation Intermittent
LV Sub Generation Intermittent | -0.532 | 0 | 0 | 0 | 0 | 0.234
LDNO HV: LV Sub Generation Intermittent | -0.532 | 0 | 0 | 0 | 0 | 0.234
> LV Sub Generation Non-Intermittent
LV Sub Generation Non-Intermittent | -4.173 | -0.423 | -0.045 | 0 | 0 | 0.234
LDNO HV: LV Sub Generation Non-Intermittent | -4.173 | -0.423 | -0.045 | 0 | 0 | 0.234
> HV Generation Intermittent
HV Generation Intermittent | -0.327 | 0 | 0 | 34.17 | 0 | 0.192
LDNO HV: HV Generation Intermittent | -0.327 | 0 | 0 | 0 | 0 | 0.192
> HV Generation Non-Intermittent
HV Generation Non-Intermittent | -2.649 | -0.249 | -0.02 | 34.17 | 0 | 0.192
LDNO HV: HV Generation Non-Intermittent | -2.649 | -0.249 | -0.02 | 0 | 0 | 0.192
> HV Sub Generation Intermittent
HV Sub Generation Intermittent | -0.364 | 0 | 0 | 34.17 | 0 | 0.114
> HV Sub Generation Non-Intermittent
HV Sub Generation Non-Intermittent | -2.933 | -0.28 | -0.023 | 34.17 | 0 | 0.114

## Tariffs
Tariffs for WPD West Midlands in 2013/14 (April Tariffs 2013/14)
3701. Tariffs
Data sources:
x1 = 3607. Unit rate 1 p/kWh (in Tariffs)
x2 = 3607. Unit rate 2 p/kWh (in Tariffs)
x3 = 3607. Unit rate 3 p/kWh (in Tariffs)
x4 = 3607. Fixed charge p/MPAN/day (in Tariffs)
x5 = 3607. Capacity charge p/kVA/day (in Tariffs)
x6 = 3607. Reactive power charge p/kVArh (in Tariffs)
Kind: | Input data | Fixed data | Copy cells | Copy cells | Copy cells | Copy cells | Copy cells | Copy cells | Input data
Formula: |  |  | = x1 | = x2 | = x3 | = x4 | = x5 | = x6
| Open LLFCs | PCs | Unit rate 1 p/kWh | Unit rate 2 p/kWh | Unit rate 3 p/kWh | Fixed charge p/MPAN/day | Capacity charge p/kVA/day | Reactive power charge p/kVArh | Closed LLFCs
Domestic Unrestricted | 1 | 1 | 2.432 | 0 | 0 | 3.91 | 0 | 0 | 2, 3
Domestic Two Rate | 4 | 2 | 2.818 | 0.103 | 0 | 3.91 | 0 | 0 | 5, 6, 30
Domestic Off Peak (related MPAN) | 34 | 2 | 0.202 | 0 | 0 | 0 | 0 | 0 | 35, 36
Small Non Domestic Unrestricted | 7 | 3 | 1.92 | 0 | 0 | 6.65 | 0 | 0 | 8, 9, 13, 14, 15, 46, 47, 49, 107, 108, 109
Small Non Domestic Two Rate | 10 | 4 | 2.291 | 0.088 | 0 | 6.65 | 0 | 0 | 11, 12, 110, 111, 112
Small Non Domestic Off Peak (related MPAN) | 40 | 4 | 0.335 | 0 | 0 | 0 | 0 | 0 | 41, 42
LV Medium Non-Domestic | 21 | 5-8 | 2.204 | 0.082 | 0 | 35.05 | 0 | 0 | 20, 22, 25, 26, 27
LV Sub Medium Non-Domestic | 19 | 5-8 | 2.007 | 0.066 | 0 | 17.17 | 0 | 0
HV Medium Non-Domestic | 322, 323 | 5-8 | 1.243 | 0.02 | 0 | 302.42 | 0 | 0 | 121, 124, 132
LV HH Metered | 127, 129 |  | 10.246 | 0.626 | 0.055 | 9.29 | 3.31 | 0.377
LV Sub HH Metered | 128 |  | 8.974 | 0.475 | 0.033 | 6.82 | 4.21 | 0.309 | 130
HV HH Metered | 365, 367 |  | 6.799 | 0.305 | 0.018 | 69.53 | 4.7 | 0.212
HV Sub HH Metered | N/A |  | 6.649 | 0.321 | 0.017 | 69.53 | 4.56 | 0.226
NHH UMS category A |  | 8 | 2.069 | 0 | 0 | 0 | 0 | 0
NHH UMS category B |  | 1 | 2.608 | 0 | 0 | 0 | 0 | 0
NHH UMS category C |  | 1 | 4.401 | 0 | 0 | 0 | 0 | 0
NHH UMS category D |  | 1 | 1.751 | 0 | 0 | 0 | 0 | 0
LV UMS (Pseudo HH Metered) | 99 |  | 37.776 | 1.378 | 0.726 | 0 | 0 | 0
LV Generation NHH | 625 | 8 | -0.636 | 0 | 0 | 0 | 0 | 0
LV Sub Generation NHH | 570 | 8 | -0.532 | 0 | 0 | 0 | 0 | 0
LV Generation Intermittent | 571 |  | -0.636 | 0 | 0 | 0 | 0 | 0.263
LV Generation Non-Intermittent | 573 |  | -4.951 | -0.51 | -0.057 | 0 | 0 | 0.263
LV Sub Generation Intermittent | 572 |  | -0.532 | 0 | 0 | 0 | 0 | 0.234
LV Sub Generation Non-Intermittent | 574 |  | -4.173 | -0.423 | -0.045 | 0 | 0 | 0.234
HV Generation Intermittent | 575 |  | -0.327 | 0 | 0 | 34.17 | 0 | 0.192
HV Generation Non-Intermittent | 577 |  | -2.649 | -0.249 | -0.02 | 34.17 | 0 | 0.192
HV Sub Generation Intermittent | N/A |  | -0.364 | 0 | 0 | 34.17 | 0 | 0.114
HV Sub Generation Non-Intermittent | N/A |  | -2.933 | -0.28 | -0.023 | 34.17 | 0 | 0.114
LDNO LV: Domestic Unrestricted | 200 | 1 | 1.681 | 0 | 0 | 2.7 | 0 | 0
LDNO LV: Domestic Two Rate | 201 | 2 | 1.948 | 0.071 | 0 | 2.7 | 0 | 0
LDNO LV: Domestic Off Peak (related MPAN) | 202 | 2 | 0.14 | 0 | 0 | 0 | 0 | 0
LDNO LV: Small Non Domestic Unrestricted | 203 | 3 | 1.327 | 0 | 0 | 4.6 | 0 | 0
LDNO LV: Small Non Domestic Two Rate | 204 | 4 | 1.583 | 0.061 | 0 | 4.6 | 0 | 0
LDNO LV: Small Non Domestic Off Peak (related MPAN) | 205 | 4 | 0.232 | 0 | 0 | 0 | 0 | 0
LDNO LV: LV Medium Non-Domestic | 206 | 5-8 | 1.523 | 0.057 | 0 | 24.23 | 0 | 0
LDNO LV: LV HH Metered | 207 |  | 7.082 | 0.433 | 0.038 | 6.42 | 2.29 | 0.261
LDNO LV: NHH UMS category A | TBC | 8 | 1.43 | 0 | 0 | 0 | 0 | 0
LDNO LV: NHH UMS category B | TBC | 1 | 1.803 | 0 | 0 | 0 | 0 | 0
LDNO LV: NHH UMS category C | TBC | 1 | 3.042 | 0 | 0 | 0 | 0 | 0
LDNO LV: NHH UMS category D | TBC | 1 | 1.21 | 0 | 0 | 0 | 0 | 0
LDNO LV: LV UMS (Pseudo HH Metered) | 209 |  | 26.11 | 0.952 | 0.502 | 0 | 0 | 0
LDNO LV: LV Generation NHH | 210 | 8 | -0.636 | 0 | 0 | 0 | 0 | 0
LDNO LV: LV Generation Intermittent | 211 |  | -0.636 | 0 | 0 | 0 | 0 | 0.263
LDNO LV: LV Generation Non-Intermittent | 212 |  | -4.951 | -0.51 | -0.057 | 0 | 0 | 0.263
LDNO HV: Domestic Unrestricted | 213 | 1 | 1.214 | 0 | 0 | 1.95 | 0 | 0
LDNO HV: Domestic Two Rate | 214 | 2 | 1.407 | 0.051 | 0 | 1.95 | 0 | 0
LDNO HV: Domestic Off Peak (related MPAN) | 215 | 2 | 0.101 | 0 | 0 | 0 | 0 | 0
LDNO HV: Small Non Domestic Unrestricted | 216 | 3 | 0.959 | 0 | 0 | 3.32 | 0 | 0
LDNO HV: Small Non Domestic Two Rate | 217 | 4 | 1.144 | 0.044 | 0 | 3.32 | 0 | 0
LDNO HV: Small Non Domestic Off Peak (related MPAN) | 218 | 4 | 0.167 | 0 | 0 | 0 | 0 | 0
LDNO HV: LV Medium Non-Domestic | 219 | 5-8 | 1.1 | 0.041 | 0 | 17.5 | 0 | 0
LDNO HV: LV HH Metered | 220 |  | 5.115 | 0.313 | 0.027 | 4.64 | 1.65 | 0.188
LDNO HV: LV Sub HH Metered | 221 |  | 6.692 | 0.354 | 0.025 | 5.09 | 3.14 | 0.23
LDNO HV: HV HH Metered | 222 |  | 5.764 | 0.259 | 0.015 | 58.94 | 3.98 | 0.18
LDNO HV: NHH UMS category A | TBC | 8 | 1.033 | 0 | 0 | 0 | 0 | 0
LDNO HV: NHH UMS category B | TBC | 1 | 1.302 | 0 | 0 | 0 | 0 | 0
LDNO HV: NHH UMS category C | TBC | 1 | 2.197 | 0 | 0 | 0 | 0 | 0
LDNO HV: NHH UMS category D | TBC | 1 | 0.874 | 0 | 0 | 0 | 0 | 0
LDNO HV: LV UMS (Pseudo HH Metered) | 224 |  | 18.859 | 0.688 | 0.362 | 0 | 0 | 0
LDNO HV: LV Generation NHH | 225 | 8 | -0.636 | 0 | 0 | 0 | 0 | 0
LDNO HV: LV Sub Generation NHH | 226 | 8 | -0.532 | 0 | 0 | 0 | 0 | 0
LDNO HV: LV Generation Intermittent | 227 |  | -0.636 | 0 | 0 | 0 | 0 | 0.263
LDNO HV: LV Generation Non-Intermittent | 228 |  | -4.951 | -0.51 | -0.057 | 0 | 0 | 0.263
LDNO HV: LV Sub Generation Intermittent | 229 |  | -0.532 | 0 | 0 | 0 | 0 | 0.234
LDNO HV: LV Sub Generation Non-Intermittent | 230 |  | -4.173 | -0.423 | -0.045 | 0 | 0 | 0.234
LDNO HV: HV Generation Intermittent | 231 |  | -0.327 | 0 | 0 | 0 | 0 | 0.192
LDNO HV: HV Generation Non-Intermittent | 232 |  | -2.649 | -0.249 | -0.02 | 0 | 0 | 0.192

## Summary
Summary statistics for WPD West Midlands in 2013/14 (April Tariffs 2013/14)
This sheet is for information only. It can be deleted without affecting any calculations elsewhere in the model.
3801. Workbook build options and main parameters
Include a 132kV/HV network level
Network model: 500 MW at time of GSP peak
Coincidence correction factors grouped for UMS
Standing charges factors: 100/0/0 LV NHH, 100/100/20 network, 100/100/0 substation
Put some 132kV costs into HV capacity charges
Operating expenditure allocated by asset values
LV circuit costs by exit point for all small NHH demand
Revenue matching by £/kW/year at transmission exit level
Scaler subject to capping of each tariff component to zero
Data sources:
x1 = 1010. Annuity proportion for customer-contributed assets (in Financial and general assumptions)
x2 = 3606. Total net revenues from scaler (£) (in Revenue forecast summary)
x3 = 3606. Deviation from target revenue (£) (in Revenue forecast summary)
x4 = Deviation from target revenue (£) (copy) (in Workbook build options and main parameters)
x5 = 3402. Target net income from all use of system charges (£/year)
Kind: | Copy cells | Copy cells | Copy cells | Calculation
Formula: | = x1 | = x2 | = x3 | =x4/x5
| Annuity proportion for customer-contributed assets | Total net revenues from scaler (£) | Deviation from target revenue (£) | Over/under recovery
Workbook build options and main parameters | 0 | 176301446.1547 | 2952.5519 | 0.0006132%
3802. Revenue summary
Data sources:
x1 = 1053. Rate 1 units (MWh) by tariff (in Volume forecasts for the charging year)
x2 = 1053. Rate 2 units (MWh) by tariff (in Volume forecasts for the charging year)
x3 = 1053. Rate 3 units (MWh) by tariff (in Volume forecasts for the charging year)
x4 = 1053. MPANs by tariff (in Volume forecasts for the charging year)
x5 = 1010. Days in the charging year (in Financial and general assumptions)
x6 = 3607. Fixed charge p/MPAN/day (in Tariffs)
x7 = 3607. Capacity charge p/kVA/day (in Tariffs)
x8 = 1053. Import capacity (kVA) by tariff (in Volume forecasts for the charging year)
x9 = 3607. Unit rate 1 p/kWh (in Tariffs)
x10 = 3607. Unit rate 2 p/kWh (in Tariffs)
x11 = 3607. Unit rate 3 p/kWh (in Tariffs)
x12 = 3607. Reactive power charge p/kVArh (in Tariffs)
x13 = 1053. Reactive power units (MVArh) by tariff (in Volume forecasts for the charging year)
x14 = All units (MWh) (in Revenue summary)
x15 = Net revenues (£) (in Revenue summary)
x16 = MPANs by tariff (in Volume forecasts for the charging year) (copy) (in Revenue summary)
x17 = Revenues from unit rates (£) (in Revenue summary)
x18 = Net revenues from unit rate 1 (£) (in Revenue summary)
x19 = Net revenues from unit rate 2 (£) (in Revenue summary)
x20 = Net revenues from unit rate 3 (£) (in Revenue summary)
x21 = Revenues from fixed charges (£) (in Revenue summary)
x22 = Revenues from capacity charges (£) (in Revenue summary)
x23 = Revenues from reactive power charges (£) (in Revenue summary)
Kind: | Calculation | Copy cells | Calculation | Calculation | Calculation | Calculation | Calculation | Calculation | Calculation | Calculation | Calculation | Calculation | Calculation | Calculation | Calculation | Calculation | Calculation | Calculation | Calculation
Formula: | =x1+x2+x3 | = x4 | =0.01*x5*(x6*x4+x7*x8)+10*(x9*x1+x10*x2+x11*x3+x12*x13) | =10*(x9*x1+x10*x2+x11*x3) | =x6*x5*x4/100 | =x7*x5*x8/100 | =x12*x13*10 | =IF(x14<>0,0.1*x15/x14,"") | =IF(x16<>0,x15/x16,"") | =IF(x14<>0,0.1*x17/x14,0) | =x9*x1*10 | =x10*x2*10 | =x11*x3*10 | =IF(x17<>0,x18/x17,"") | =IF(x17<>0,x19/x17,"") | =IF(x17<>0,x20/x17,"") | =IF(x15<>0,x21/x15,"") | =IF(x15<>0,x22/x15,"") | =IF(x15<>0,x23/x15,"")
| All units (MWh) | MPANs | Net revenues (£) | Revenues from unit rates (£) | Revenues from fixed charges (£) | Revenues from capacity charges (£) | Revenues from reactive power charges (£) | Average p/kWh | Average £/MPAN | Average unit rate p/kWh | Net revenues from unit rate 1 (£) | Net revenues from unit rate 2 (£) | Net revenues from unit rate 3 (£) | Rate 1 revenue proportion | Rate 2 revenue proportion | Rate 3 revenue proportion | Fixed charge proportion | Capacity charge proportion | Reactive power charge proportion
> Domestic Unrestricted
Domestic Unrestricted | 7188253.0837 | 1922702 | 202258156.589 | 174818314.996 | 27439841.593 | 0 | 0 | 2.8137 | 105.1948 | 2.432 | 174818314.996 | 0 | 0 | 100% | 0% | 0% | 13.57% | 0% | 0%
LDNO LV: Domestic Unrestricted | 6885.108 | 4255 | 157671.6905 | 115738.6655 | 41933.025 | 0 | 0 | 2.29 | 37.0556 | 1.681 | 115738.6655 | 0 | 0 | 100% | 0% | 0% | 26.6% | 0% | 0%
LDNO HV: Domestic Unrestricted | 21472.725 | 9925 | 331320.069 | 260678.8815 | 70641.1875 | 0 | 0 | 1.543 | 33.3824 | 1.214 | 260678.8815 | 0 | 0 | 100% | 0% | 0% | 21.32% | 0% | 0%
> Domestic Two Rate
Domestic Two Rate | 1801686.5825 | 314618 | 34332064.3516 | 29841993.5646 | 4490070.787 | 0 | 0 | 1.9056 | 109.123 | 1.6563 | 29047981.765 | 794011.7997 | 0 | 97.34% | 2.661% | 0% | 13.08% | 0% | 0%
LDNO LV: Domestic Two Rate | 424.997 | 167 | 6979.3006 | 5333.5156 | 1645.785 | 0 | 0 | 1.6422 | 41.7922 | 1.255 | 5222.101 | 111.4146 | 0 | 97.91% | 2.089% | 0% | 23.58% | 0% | 0%
LDNO HV: Domestic Two Rate | 745.318 | 265 | 7512.2204 | 5626.0829 | 1886.1375 | 0 | 0 | 1.0079 | 28.348 | 0.75486 | 5443.275 | 182.808 | 0 | 96.75% | 3.249% | 0% | 25.11% | 0% | 0%
> Domestic Off Peak (related MPAN)
Domestic Off Peak (related MPAN) | 37781.026 | 0 | 76317.6726 | 76317.6726 | 0 | 0 | 0 | 0.202 |  | 0.202 | 76317.6726 | 0 | 0 | 100% | 0% | 0% | 0% | 0% | 0%
LDNO LV: Domestic Off Peak (related MPAN) | 0 | 0 | 0 | 0 | 0 | 0 | 0 |  |  | 0 | 0 | 0 | 0
LDNO HV: Domestic Off Peak (related MPAN) | 0 | 0 | 0 | 0 | 0 | 0 | 0 |  |  | 0 | 0 | 0 | 0
> Small Non Domestic Unrestricted
Small Non Domestic Unrestricted | 1667665.7642 | 132921 | 35245507.6458 | 32019182.6733 | 3226324.9725 | 0 | 0 | 2.1135 | 265.1613 | 1.92 | 32019182.6733 | 0 | 0 | 100% | 0% | 0% | 9.154% | 0% | 0%
LDNO LV: Small Non Domestic Unrestricted | 657.041 | 104 | 10465.0941 | 8718.9341 | 1746.16 | 0 | 0 | 1.5928 | 100.6259 | 1.327 | 8718.9341 | 0 | 0 | 100% | 0% | 0% | 16.69% | 0% | 0%
LDNO HV: Small Non Domestic Unrestricted | 6413.625 | 385 | 66172.0938 | 61506.6637 | 4665.43 | 0 | 0 | 1.0317 | 171.8756 | 0.959 | 61506.6637 | 0 | 0 | 100% | 0% | 0% | 7.05% | 0% | 0%
> Small Non Domestic Two Rate
Small Non Domestic Two Rate | 687237.2092 | 32175 | 11796001.6763 | 11015033.9888 | 780967.6875 | 0 | 0 | 1.7164 | 366.6201 | 1.6028 | 10826108.7951 | 188925.1937 | 0 | 98.28% | 1.715% | 0% | 6.621% | 0% | 0%
LDNO LV: Small Non Domestic Two Rate | 416.54 | 9 | 5303.2237 | 5152.1137 | 151.11 | 0 | 0 | 1.2732 | 589.2471 | 1.2369 | 5094.3314 | 57.7822 | 0 | 98.88% | 1.122% | 0% | 2.849% | 0% | 0%
LDNO HV: Small Non Domestic Two Rate | 1775.195 | 39 | 16779.2418 | 16306.6398 | 472.602 | 0 | 0 | 0.94521 | 430.237 | 0.91858 | 16146.5762 | 160.0636 | 0 | 99.02% | 0.9816% | 0% | 2.817% | 0% | 0%
> Small Non Domestic Off Peak (related MPAN)
Small Non Domestic Off Peak (related MPAN) | 6401.6648 | 0 | 21445.5771 | 21445.5771 | 0 | 0 | 0 | 0.335 |  | 0.335 | 21445.5771 | 0 | 0 | 100% | 0% | 0% | 0% | 0% | 0%
LDNO LV: Small Non Domestic Off Peak (related MPAN) | 0 | 0 | 0 | 0 | 0 | 0 | 0 |  |  | 0 | 0 | 0 | 0
LDNO HV: Small Non Domestic Off Peak (related MPAN) | 0 | 0 | 0 | 0 | 0 | 0 | 0 |  |  | 0 | 0 | 0 | 0
> LV Medium Non-Domestic
LV Medium Non-Domestic | 1622740.7467 | 17765 | 31340608.1397 | 29067887.2772 | 2272720.8625 | 0 | 0 | 1.9313 | 1764.1772 | 1.7913 | 28809084.1952 | 258803.082 | 0 | 99.11% | 0.8903% | 0% | 7.252% | 0% | 0%
LDNO LV: LV Medium Non-Domestic | 408.911 | 7 | 5331.1229 | 4712.0464 | 619.0765 | 0 | 0 | 1.3037 | 761.589 | 1.1523 | 4653.1153 | 58.9312 | 0 | 98.75% | 1.251% | 0% | 11.61% | 0% | 0%
LDNO HV: LV Medium Non-Domestic | 8090.892 | 62 | 76709.0504 | 72748.8004 | 3960.25 | 0 | 0 | 0.94809 | 1237.2427 | 0.89914 | 72119.63 | 629.1704 | 0 | 99.14% | 0.8649% | 0% | 5.163% | 0% | 0%
> LV Sub Medium Non-Domestic
LV Sub Medium Non-Domestic | 118.2329 | 3 | 2083.6085 | 1895.597 | 188.0115 | 0 | 0 | 1.7623 | 694.5362 | 1.6033 | 1879.366 | 16.231 | 0 | 99.14% | 0.8562% | 0% | 9.023% | 0% | 0%
> HV Medium Non-Domestic
HV Medium Non-Domestic | 47477.7732 | 273 | 766477.3861 | 465130.9771 | 301346.409 | 0 | 0 | 1.6144 | 2807.6095 | 0.97968 | 463086.5333 | 2044.4439 | 0 | 99.56% | 0.4395% | 0% | 39.32% | 0% | 0%
> LV HH Metered
LV HH Metered | 1900572.8575 | 6018 | 39820499.9694 | 27119942.0827 | 204061.353 | 11876114.5 | 620382.0336 | 2.0952 | 6616.8993 | 1.4269 | 21432683.0055 | 5215197.8253 | 472061.2519 | 79.03% | 19.23% | 1.741% | 0.5125% | 29.82% | 1.558%
LDNO LV: LV HH Metered | 63.4692 | 1 | 794.3614 | 768.8143 | 23.433 | 0 | 2.1141 | 1.2516 | 794.3614 | 1.2113 | 532.0848 | 236.1946 | 0.53489 | 69.21% | 30.72% | 0.06957% | 2.95% | 0% | 0.2661%
LDNO HV: LV HH Metered | 34860.9888 | 79 | 387438.2048 | 269651.4405 | 1337.944 | 114427.5 | 2021.3204 | 1.1114 | 4904.2811 | 0.7735 | 219673.2963 | 45664.3394 | 4313.8048 | 81.47% | 16.93% | 1.6% | 0.3453% | 29.53% | 0.5217%
> LV Sub HH Metered
LV Sub HH Metered | 21348.7233 | 32 | 514064.0544 | 250173.3871 | 796.576 | 261230.5 | 1863.5914 | 2.4079 | 16064.5017 | 1.1718 | 206322.1018 | 40369.5329 | 3481.7523 | 82.47% | 16.14% | 1.392% | 0.155% | 50.82% | 0.3625%
LDNO HV: LV Sub HH Metered | 2028.4614 | 1 | 16661.3623 | 15089.8579 | 18.5785 | 0 | 1552.926 | 0.82138 | 16661.3623 | 0.74391 | 12517.3258 | 2272.6789 | 299.8532 | 82.95% | 15.06% | 1.987% | 0.1115% | 0% | 9.321%
> HV HH Metered
HV HH Metered | 7980901.1691 | 3709 | 116675876.3134 | 64256341.1826 | 941286.7105 | 49286315 | 2191933.4202 | 1.4619 | 31457.5024 | 0.80513 | 53883043.272 | 9648827.2488 | 724470.6618 | 83.86% | 15.02% | 1.127% | 0.8068% | 42.24% | 1.879%
LDNO HV: HV HH Metered | 12460.3219 | 9 | 200420.8391 | 109824.613 | 1936.179 | 87162 | 1498.0471 | 1.6085 | 22268.9821 | 0.88139 | 95398.5922 | 13592.441 | 833.5798 | 86.86% | 12.38% | 0.759% | 0.9661% | 43.49% | 0.7475%
> HV Sub HH Metered
HV Sub HH Metered | 0 | 0 | 0 | 0 | 0 | 0 | 0 |  |  | 0 | 0 | 0 | 0
> NHH UMS category A
NHH UMS category A | 64233.1532 | 0 | 1328983.9387 | 1328983.9387 | 0 | 0 | 0 | 2.069 |  | 2.069 | 1328983.9387 | 0 | 0 | 100% | 0% | 0% | 0% | 0% | 0%
LDNO LV: NHH UMS category A | 40.8248 | 0 | 583.7952 | 583.7952 | 0 | 0 | 0 | 1.43 |  | 1.43 | 583.7952 | 0 | 0 | 100% | 0% | 0% | 0% | 0% | 0%
LDNO HV: NHH UMS category A | 186.6573 | 0 | 1928.1701 | 1928.1701 | 0 | 0 | 0 | 1.033 |  | 1.033 | 1928.1701 | 0 | 0 | 100% | 0% | 0% | 0% | 0% | 0%
> NHH UMS category B
NHH UMS category B | 34027.2664 | 0 | 887431.1066 | 887431.1066 | 0 | 0 | 0 | 2.608 |  | 2.608 | 887431.1066 | 0 | 0 | 100% | 0% | 0% | 0% | 0% | 0%
LDNO LV: NHH UMS category B | 21.6268 | 0 | 389.9312 | 389.9312 | 0 | 0 | 0 | 1.803 |  | 1.803 | 389.9312 | 0 | 0 | 100% | 0% | 0% | 0% | 0% | 0%
LDNO HV: NHH UMS category B | 98.881 | 0 | 1287.4306 | 1287.4306 | 0 | 0 | 0 | 1.302 |  | 1.302 | 1287.4306 | 0 | 0 | 100% | 0% | 0% | 0% | 0% | 0%
> NHH UMS category C
NHH UMS category C | 775.9048 | 0 | 34147.5712 | 34147.5712 | 0 | 0 | 0 | 4.401 |  | 4.401 | 34147.5712 | 0 | 0 | 100% | 0% | 0% | 0% | 0% | 0%
LDNO LV: NHH UMS category C | 0.49314 | 0 | 15.0014 | 15.0014 | 0 | 0 | 0 | 3.042 |  | 3.042 | 15.0014 | 0 | 0 | 100% | 0% | 0% | 0% | 0% | 0%
LDNO HV: NHH UMS category C | 2.2547 | 0 | 49.5364 | 49.5364 | 0 | 0 | 0 | 2.197 |  | 2.197 | 49.5364 | 0 | 0 | 100% | 0% | 0% | 0% | 0% | 0%
> NHH UMS category D
NHH UMS category D | 5516.6276 | 0 | 96596.1498 | 96596.1498 | 0 | 0 | 0 | 1.751 |  | 1.751 | 96596.1498 | 0 | 0 | 100% | 0% | 0% | 0% | 0% | 0%
LDNO LV: NHH UMS category D | 3.5062 | 0 | 42.4252 | 42.4252 | 0 | 0 | 0 | 1.21 |  | 1.21 | 42.4252 | 0 | 0 | 100% | 0% | 0% | 0% | 0% | 0%
LDNO HV: NHH UMS category D | 16.031 | 0 | 140.1106 | 140.1106 | 0 | 0 | 0 | 0.874 |  | 0.874 | 140.1106 | 0 | 0 | 100% | 0% | 0% | 0% | 0% | 0%
> LV UMS (Pseudo HH Metered)
LV UMS (Pseudo HH Metered) | 247735.3643 | 0 | 6414766.8806 | 6414766.8806 | 0 | 0 | 0 | 2.5894 |  | 2.5894 | 4523159.2835 | 380381.7291 | 1511225.868 | 70.51% | 5.93% | 23.56% | 0% | 0% | 0%
LDNO LV: LV UMS (Pseudo HH Metered) | 0 | 0 | 0 | 0 | 0 | 0 | 0 |  |  | 0 | 0 | 0 | 0
LDNO HV: LV UMS (Pseudo HH Metered) | 0 | 0 | 0 | 0 | 0 | 0 | 0 |  |  | 0 | 0 | 0 | 0
> LV Generation NHH
LV Generation NHH | 444.639 | 96 | -2827.904 | -2827.904 | 0 | 0 | 0 | -0.636 | -29.4573 | -0.636 | -2827.904 | 0 | 0 | 100% | -0% | -0% | -0% | -0% | -0%
LDNO LV: LV Generation NHH | 0 | 0 | 0 | 0 | 0 | 0 | 0 |  |  | 0 | 0 | 0 | 0
LDNO HV: LV Generation NHH | 0 | 0 | 0 | 0 | 0 | 0 | 0 |  |  | 0 | 0 | 0 | 0
> LV Sub Generation NHH
LV Sub Generation NHH | 0 | 0 | 0 | 0 | 0 | 0 | 0 |  |  | 0 | 0 | 0 | 0
LDNO HV: LV Sub Generation NHH | 0 | 0 | 0 | 0 | 0 | 0 | 0 |  |  | 0 | 0 | 0 | 0
> LV Generation Intermittent
LV Generation Intermittent | 46.675 | 20 | -252.2429 | -296.853 | 0 | 0 | 44.6101 | -0.54042 | -12.6121 | -0.636 | -296.853 | 0 | 0 | 100% | -0% | -0% | -0% | -0% | -17.69%
LDNO LV: LV Generation Intermittent | 0 | 0 | 0 | 0 | 0 | 0 | 0 |  |  | 0 | 0 | 0 | 0
LDNO HV: LV Generation Intermittent | 0 | 0 | 0 | 0 | 0 | 0 | 0 |  |  | 0 | 0 | 0 | 0
> LV Generation Non-Intermittent
LV Generation Non-Intermittent | 2552.526 | 57 | -16527.3425 | -16751.601 | 0 | 0 | 224.2585 | -0.64749 | -289.9534 | -0.65628 | -11452.3066 | -4476.5199 | -822.7745 | 68.37% | 26.72% | 4.912% | -0% | -0% | -1.357%
LDNO LV: LV Generation Non-Intermittent | 0 | 0 | 0 | 0 | 0 | 0 | 0 |  |  | 0 | 0 | 0 | 0
LDNO HV: LV Generation Non-Intermittent | 0 | 0 | 0 | 0 | 0 | 0 | 0 |  |  | 0 | 0 | 0 | 0
> LV Sub Generation Intermittent
LV Sub Generation Intermittent | 0 | 0 | 0 | 0 | 0 | 0 | 0 |  |  | 0 | 0 | 0 | 0
LDNO HV: LV Sub Generation Intermittent | 0 | 0 | 0 | 0 | 0 | 0 | 0 |  |  | 0 | 0 | 0 | 0
> LV Sub Generation Non-Intermittent
LV Sub Generation Non-Intermittent | 0.312 | 0 | 7.9551 | -0.1404 | 0 | 0 | 8.0955 | 2.5497 |  | -0.045 | 0 | 0 | -0.1404 | 0% | 0% | 100% | 0% | 0% | 101.8%
LDNO HV: LV Sub Generation Non-Intermittent | 0 | 0 | 0 | 0 | 0 | 0 | 0 |  |  | 0 | 0 | 0 | 0
> HV Generation Intermittent
HV Generation Intermittent | 987.742 | 4 | -2009.0157 | -3229.9163 | 498.882 | 0 | 722.0187 | -0.20339 | -502.2539 | -0.327 | -3229.9163 | 0 | 0 | 100% | -0% | -0% | -24.83% | -0% | -35.94%
LDNO HV: HV Generation Intermittent | 0 | 0 | 0 | 0 | 0 | 0 | 0 |  |  | 0 | 0 | 0 | 0
> HV Generation Non-Intermittent
HV Generation Non-Intermittent | 434447.501 | 81 | -1408115.5425 | -1426909.7264 | 10102.3605 | 0 | 8691.8235 | -0.32412 | -17384.1425 | -0.32844 | -1042882.1345 | -331650.4629 | -52377.129 | 73.09% | 23.24% | 3.671% | -0.7174% | -0% | -0.6173%
LDNO HV: HV Generation Non-Intermittent | 0 | 0 | 0 | 0 | 0 | 0 | 0 |  |  | 0 | 0 | 0 | 0
> HV Sub Generation Intermittent
HV Sub Generation Intermittent | 0 | 0 | 0 | 0 | 0 | 0 | 0 |  |  | 0 | 0 | 0 | 0
> HV Sub Generation Non-Intermittent
HV Sub Generation Non-Intermittent | 0 | 0 | 0 | 0 | 0 | 0 | 0 |  |  | 0 | 0 | 0 | 0
3803. Revenue summary by tariff component
Data sources:
x1 = 3802. All units (MWh) (in Revenue summary)
x2 = 3802. MPANs by tariff (in Volume forecasts for the charging year) (copy) (in Revenue summary)
x3 = 3802. Net revenues (£) (in Revenue summary)
x4 = 3802. Revenues from unit rates (£) (in Revenue summary)
x5 = 3802. Revenues from fixed charges (£) (in Revenue summary)
x6 = 3802. Revenues from capacity charges (£) (in Revenue summary)
x7 = 3802. Revenues from reactive power charges (£) (in Revenue summary)
Kind: | Cell summation | Cell summation | Cell summation | Cell summation | Cell summation | Cell summation | Cell summation
Formula: | =SUM(x1) | =SUM(x2) | =SUM(x3) | =SUM(x4) | =SUM(x5) | =SUM(x6) | =SUM(x7)
| Total units (MWh) | Total MPANs | Total net revenues (£) | Total net revenues from unit rates (£) | Total revenues from fixed charges (£) | Total revenues from capacity charges (£) | Total revenues from reactive power charges (£)
Revenue summary by tariff component | 23850026.4128 | 2445782 | 481475298.8139 | 377221861.9519 | 39799243.103 | 61625249.5 | 2828944.259

## M-ATW
Tariff matrices for WPD West Midlands in 2013/14 (April Tariffs 2013/14)
This sheet provides matrices breaking down each tariff component into its elements.
This sheet is for information only. It can be deleted without affecting any calculations elsewhere in the model.
Domestic Unrestricted
Domestic Two Rate
Domestic Off Peak (related MPAN)
Small Non Domestic Unrestricted
Small Non Domestic Two Rate
Small Non Domestic Off Peak (related MPAN)
LV Medium Non-Domestic
LV Sub Medium Non-Domestic
HV Medium Non-Domestic
LV HH Metered
LV Sub HH Metered
HV HH Metered
HV Sub HH Metered
NHH UMS category A
NHH UMS category B
NHH UMS category C
NHH UMS category D
LV UMS (Pseudo HH Metered)
LV Generation NHH
LV Sub Generation NHH
LV Generation Intermittent
LV Generation Non-Intermittent
LV Sub Generation Intermittent
LV Sub Generation Non-Intermittent
HV Generation Intermittent
HV Generation Non-Intermittent
HV Sub Generation Intermittent
HV Sub Generation Non-Intermittent
Domestic Unrestricted
| Rate 1 units (MWh) | MPANs | MWh/year | MWh/MPAN/year
Domestic Unrestricted | 7203731.483 | 1930597.6874 | 7203731.483 | 3.7313
| Unit rate 1 p/kWh | Fixed charge p/MPAN/day | Revenue (£/year) | Average p/kWh | Average £/MPAN/year
Assets 132kV | 0.25338 | 0 | 18252915.2786 | 0.25338 | 9.4545
Assets 132kV/EHV | 0.039515 | 0 | 2846534.9291 | 0.039515 | 1.4744
Assets EHV | 0.045512 | 0 | 3278596.6648 | 0.045512 | 1.6982
Assets EHV/HV | 0.077764 | 0 | 5601899.0965 | 0.077764 | 2.9016
Assets 132kV/HV | 0.07189 | 0 | 5178747.83 | 0.07189 | 2.6825
Assets HV | 0.24336 | 0 | 17531352.5137 | 0.24336 | 9.0808
Assets HV/LV | 0.08929 | 0 | 6432227.4511 | 0.08929 | 3.3317
Assets LV circuits | 0 | 0.37822 | 2665217.6599 | 0.036998 | 1.3805
Assets LV customer |  | 0 | 0 | 0 | 0
Assets HV customer |  | 0 | 0 | 0 | 0
Transmission exit | 0.077297 | 0 | 5568285.6567 | 0.077297 | 2.8842
Operating 132kV | 0.11642 | 0 | 8386645.5039 | 0.11642 | 4.3441
Operating 132kV/EHV | 0.018156 | 0 | 1307894.0542 | 0.018156 | 0.67746
Operating EHV | 0.020912 | 0 | 1506412.9515 | 0.020912 | 0.78028
Operating EHV/HV | 0.03573 | 0 | 2573897.9858 | 0.03573 | 1.3332
Operating 132kV/HV | 0.033031 | 0 | 2379473.1714 | 0.033031 | 1.2325
Operating HV | 0.18237 | 0 | 13137251.7794 | 0.18237 | 6.8048
Operating HV/LV | 0.11436 | 0 | 8238030.9644 | 0.11436 | 4.2671
Operating LV circuits | 0 | 1.6653 | 11734997.9867 | 0.1629 | 6.0784
Operating LV customer |  | 1.8638 | 13133512.8852 | 0.18232 | 6.8028
Operating HV customer |  | 0 | 0 | 0 | 0
Scaler | 1.0134 | 0 | 73002546.1313 | 1.0134 | 37.8134
Rounding | -0.00038816 | 0.0026674 | -9165.9312 | -0.00012724 | -0.0047477
Total | 2.432 | 3.91 | 202747274.5629 | 2.8145 | 105.0179
Domestic Two Rate
| Rate 1 units (MWh) | Rate 2 units (MWh) | MPANs | MWh/year | MWh/MPAN/year
Domestic Two Rate | 1031179.7591 | 771172.6461 | 314865.7186 | 1802352.4052 | 5.7242
| Unit rate 1 p/kWh | Unit rate 2 p/kWh | Fixed charge p/MPAN/day | Average unit rate (p/kWh) | Revenue (£/year) | Average p/kWh | Average £/MPAN/year
Assets 132kV | 0.28983 | 0.0090096 | 0 | 0.16967 | 3058102.9424 | 0.16967 | 9.7124
Assets 132kV/EHV | 0.045198 | 0.001405 | 0 | 0.02646 | 476909.9461 | 0.02646 | 1.5146
Assets EHV | 0.050487 | 0.0042049 | 0 | 0.030684 | 553036.5178 | 0.030684 | 1.7564
Assets EHV/HV | 0.086263 | 0.0071846 | 0 | 0.052428 | 944933.179 | 0.052428 | 3.0011
Assets 132kV/HV | 0.08223 | 0.0025562 | 0 | 0.04814 | 867650.1115 | 0.04814 | 2.7556
Assets HV | 0.26996 | 0.022485 | 0 | 0.16407 | 2957203.6871 | 0.16407 | 9.392
Assets HV/LV | 0.099049 | 0.0082495 | 0 | 0.060199 | 1084993.6832 | 0.060199 | 3.4459
Assets LV circuits | 0 | 0 | 0.37822 | 0 | 434676.6181 | 0.024117 | 1.3805
Assets LV customer |  |  | 0 | 0 | 0 | 0 | 0
Assets HV customer |  |  | 0 | 0 | 0 | 0 | 0
Transmission exit | 0.092935 | 0.00066048 | 0 | 0.053454 | 963424.4154 | 0.053454 | 3.0598
Operating 132kV | 0.13317 | 0.0041396 | 0 | 0.077959 | 1405102.9603 | 0.077959 | 4.4625
Operating 132kV/EHV | 0.020767 | 0.00064557 | 0 | 0.012158 | 219125.2517 | 0.012158 | 0.69593
Operating EHV | 0.023197 | 0.001932 | 0 | 0.014098 | 254103.038 | 0.014098 | 0.80702
Operating EHV/HV | 0.039635 | 0.0033011 | 0 | 0.024089 | 434167.3358 | 0.024089 | 1.3789
Operating 132kV/HV | 0.037782 | 0.0011745 | 0 | 0.022119 | 398658.1757 | 0.022119 | 1.2661
Operating HV | 0.2023 | 0.016849 | 0 | 0.12295 | 2216002.9793 | 0.12295 | 7.0379
Operating HV/LV | 0.12686 | 0.010566 | 0 | 0.077099 | 1389598.1798 | 0.077099 | 4.4133
Operating LV circuits | 0 | 0 | 1.6653 | 0 | 1913888.4285 | 0.10619 | 6.0784
Operating LV customer |  |  | 1.8638 | 0 | 2141975.5133 | 0.11884 | 6.8028
Operating HV customer |  |  | 0 | 0 | 0 | 0 | 0
Scaler | 1.2184 | 0.0086591 | 0 | 0.7008 | 12630895.6955 | 0.7008 | 40.1152
Rounding | -7.6558e-05 | -2.1423e-05 | 0.0026674 | -5.2968e-05 | 2110.8814 | 0.00011712 | 0.0067041
Total | 2.818 | 0.103 | 3.91 | 1.6563 | 34346559.5401 | 1.9057 | 109.0832
Domestic Off Peak (related MPAN)
| Rate 1 units (MWh) | MWh/year
Domestic Off Peak (related MPAN) | 37781.026 | 37781.026
| Unit rate 1 p/kWh | Revenue (£/year) | Average p/kWh
Assets 132kV | 0.025374 | 9586.7043 | 0.025374
Assets 132kV/EHV | 0.0039571 | 1495.0428 | 0.0039571
Assets EHV | 0.0059251 | 2238.5705 | 0.0059251
Assets EHV/HV | 0.010124 | 3824.8823 | 0.010124
Assets 132kV/HV | 0.0071993 | 2719.9559 | 0.0071993
Assets HV | 0.031683 | 11970.112 | 0.031683
Assets HV/LV | 0.011624 | 4391.8165 | 0.011624
Assets LV circuits | 0 | 0 | 0
Transmission exit | 0.0030852 | 1165.6186 | 0.0030852
Operating 132kV | 0.011659 | 4404.7918 | 0.011659
Operating 132kV/EHV | 0.0018182 | 686.9255 | 0.0018182
Operating EHV | 0.0027224 | 1028.5534 | 0.0027224
Operating EHV/HV | 0.0046516 | 1757.4142 | 0.0046516
Operating 132kV/HV | 0.0033078 | 1249.7349 | 0.0033078
Operating HV | 0.023742 | 8969.8941 | 0.023742
Operating HV/LV | 0.014888 | 5624.7887 | 0.014888
Operating LV circuits | 0 | 0 | 0
Scaler | 0.040448 | 15281.7453 | 0.040448
Rounding | -0.00020878 | -78.878 | -0.00020878
Total | 0.202 | 76317.6726 | 0.202
Small Non Domestic Unrestricted
| Rate 1 units (MWh) | MPANs | MWh/year | MWh/MPAN/year
Small Non Domestic Unrestricted | 1671321.7053 | 133185.0815 | 1671321.7053 | 12.5489
| Unit rate 1 p/kWh | Fixed charge p/MPAN/day | Revenue (£/year) | Average p/kWh | Average £/MPAN/year
Assets 132kV | 0.19996 | 0 | 3341897.2592 | 0.19996 | 25.0921
Assets 132kV/EHV | 0.031183 | 0 | 521167.5578 | 0.031183 | 3.9131
Assets EHV | 0.035916 | 0 | 600273.0545 | 0.035916 | 4.5071
Assets EHV/HV | 0.061367 | 0 | 1025642.8056 | 0.061367 | 7.7009
Assets 132kV/HV | 0.056732 | 0 | 948168.7125 | 0.056732 | 7.1192
Assets HV | 0.19205 | 0 | 3209787.479 | 0.19205 | 24.1002
Assets HV/LV | 0.070463 | 0 | 1177666.3049 | 0.070463 | 8.8423
Assets LV circuits | 0 | 0.37822 | 183863.9058 | 0.011001 | 1.3805
Assets LV customer |  | 0 | 0 | 0 | 0
Assets HV customer |  | 0 | 0 | 0 | 0
Transmission exit | 0.060999 | 0 | 1019488.5743 | 0.060999 | 7.6547
Operating 132kV | 0.091873 | 0 | 1535497.6011 | 0.091873 | 11.5291
Operating 132kV/EHV | 0.014328 | 0 | 239460.2445 | 0.014328 | 1.798
Operating EHV | 0.016502 | 0 | 275806.754 | 0.016502 | 2.0709
Operating EHV/HV | 0.028196 | 0 | 471250.893 | 0.028196 | 3.5383
Operating 132kV/HV | 0.026066 | 0 | 435653.9626 | 0.026066 | 3.271
Operating HV | 0.14391 | 0 | 2405278.5566 | 0.14391 | 18.0597
Operating HV/LV | 0.090245 | 0 | 1508288.0012 | 0.090245 | 11.3248
Operating LV circuits | 0 | 1.6653 | 809555.856 | 0.048438 | 6.0784
Operating LV customer |  | 4.6016 | 2236963.5429 | 0.13384 | 16.7959
Operating HV customer |  | 0 | 0 | 0 | 0
Scaler | 0.79972 | 0 | 13365920.1891 | 0.79972 | 100.356
Rounding | 0.00048637 | 0.0048374 | 10480.3789 | 0.00062707 | 0.07869
Total | 1.92 | 6.65 | 35322111.6334 | 2.1134 | 265.2107
Small Non Domestic Two Rate
| Rate 1 units (MWh) | Rate 2 units (MWh) | MPANs | MWh/year | MWh/MPAN/year
Small Non Domestic Two Rate | 473476.5247 | 214934.7981 | 32200.6901 | 688411.3227 | 21.3788
| Unit rate 1 p/kWh | Unit rate 2 p/kWh | Fixed charge p/MPAN/day | Average unit rate (p/kWh) | Revenue (£/year) | Average p/kWh | Average £/MPAN/year
Assets 132kV | 0.24199 | 0.0076726 | 0 | 0.16883 | 1162273.6319 | 0.16883 | 36.0947
Assets 132kV/EHV | 0.037739 | 0.0011965 | 0 | 0.02633 | 181256.1139 | 0.02633 | 5.629
Assets EHV | 0.042305 | 0.0035809 | 0 | 0.030215 | 208002.7932 | 0.030215 | 6.4596
Assets EHV/HV | 0.072284 | 0.0061185 | 0 | 0.051626 | 355399.2085 | 0.051626 | 11.037
Assets 132kV/HV | 0.068659 | 0.0021769 | 0 | 0.047902 | 329762.2302 | 0.047902 | 10.2408
Assets HV | 0.22622 | 0.019148 | 0 | 0.16157 | 1112235.1008 | 0.16157 | 34.5407
Assets HV/LV | 0.082998 | 0.0070254 | 0 | 0.059278 | 408077.4226 | 0.059278 | 12.6729
Assets LV circuits | 0 | 0 | 0.37822 | 0 | 44453.5123 | 0.0064574 | 1.3805
Assets LV customer |  |  | 0 | 0 | 0 | 0 | 0
Assets HV customer |  |  | 0 | 0 | 0 | 0 | 0
Transmission exit | 0.073028 | 0.00056246 | 0 | 0.050403 | 346980.4992 | 0.050403 | 10.7756
Operating 132kV | 0.11119 | 0.0035253 | 0 | 0.077574 | 534028.498 | 0.077574 | 16.5844
Operating 132kV/EHV | 0.01734 | 0.00054977 | 0 | 0.012098 | 83281.5334 | 0.012098 | 2.5863
Operating EHV | 0.019438 | 0.0016453 | 0 | 0.013883 | 95570.7986 | 0.013883 | 2.968
Operating EHV/HV | 0.033212 | 0.0028112 | 0 | 0.023721 | 163294.8561 | 0.023721 | 5.0712
Operating 132kV/HV | 0.031547 | 0.0010002 | 0 | 0.022009 | 151515.4638 | 0.022009 | 4.7053
Operating HV | 0.16952 | 0.014349 | 0 | 0.12107 | 833461.7963 | 0.12107 | 25.8834
Operating HV/LV | 0.1063 | 0.0089977 | 0 | 0.07592 | 522642.3457 | 0.07592 | 16.2308
Operating LV circuits | 0 | 0 | 1.6653 | 0 | 195729.5589 | 0.028432 | 6.0784
Operating LV customer |  |  | 4.6016 | 0 | 540839.6275 | 0.078563 | 16.7959
Operating HV customer |  |  | 0 | 0 | 0 | 0 | 0
Scaler | 0.95743 | 0.0073741 | 0 | 0.66081 | 4549058.9856 | 0.66081 | 141.2721
Rounding | -0.00019516 | 0.00026638 | 0.0048374 | -5.1056e-05 | 217.077 | 3.1533e-05 | 0.0067414
Total | 2.291 | 0.088 | 6.65 | 1.6032 | 11818081.0534 | 1.7167 | 367.0133
Small Non Domestic Off Peak (related MPAN)
| Rate 1 units (MWh) | MWh/year
Small Non Domestic Off Peak (related MPAN) | 6401.6648 | 6401.6648
| Unit rate 1 p/kWh | Revenue (£/year) | Average p/kWh
Assets 132kV | 0.036972 | 2366.7946 | 0.036972
Assets 132kV/EHV | 0.0057657 | 369.1007 | 0.0057657
Assets EHV | 0.0078008 | 499.3817 | 0.0078008
Assets EHV/HV | 0.013329 | 853.257 | 0.013329
Assets 132kV/HV | 0.01049 | 671.5109 | 0.01049
Assets HV | 0.041713 | 2670.2997 | 0.041713
Assets HV/LV | 0.015304 | 979.729 | 0.015304
Assets LV circuits | 0 | 0 | 0
Transmission exit | 0.0084265 | 539.4363 | 0.0084265
Operating 132kV | 0.016987 | 1087.4683 | 0.016987
Operating 132kV/EHV | 0.0026492 | 169.5903 | 0.0026492
Operating EHV | 0.0035842 | 229.4503 | 0.0035842
Operating EHV/HV | 0.0061241 | 392.045 | 0.0061241
Operating 132kV/HV | 0.0048197 | 308.5383 | 0.0048197
Operating HV | 0.031258 | 2001.0093 | 0.031258
Operating HV/LV | 0.019601 | 1254.7812 | 0.019601
Operating LV circuits | 0 | 0 | 0
Scaler | 0.11047 | 7072.2352 | 0.11047
Rounding | -0.00029759 | -19.0508 | -0.00029759
Total | 0.335 | 21445.5771 | 0.335
LV Medium Non-Domestic
| Rate 1 units (MWh) | Rate 2 units (MWh) | MPANs | MWh/year | MWh/MPAN/year
LV Medium Non-Domestic | 1310611.4564 | 316451.0585 | 17800.7899 | 1627062.5149 | 91.404
| Unit rate 1 p/kWh | Unit rate 2 p/kWh | Fixed charge p/MPAN/day | Average unit rate (p/kWh) | Revenue (£/year) | Average p/kWh | Average £/MPAN/year
Assets 132kV | 0.23191 | 0.0071385 | 0 | 0.1882 | 3062093.2887 | 0.1882 | 172.0201
Assets 132kV/EHV | 0.036167 | 0.0011132 | 0 | 0.029349 | 477532.2391 | 0.029349 | 26.8265
Assets EHV | 0.040465 | 0.0033316 | 0 | 0.033243 | 540876.8575 | 0.033243 | 30.385
Assets EHV/HV | 0.069139 | 0.0056925 | 0 | 0.056799 | 924156.854 | 0.056799 | 51.9166
Assets 132kV/HV | 0.065799 | 0.0020253 | 0 | 0.053396 | 868782.2593 | 0.053396 | 48.8058
Assets HV | 0.21637 | 0.017815 | 0 | 0.17775 | 2892183.4019 | 0.17775 | 162.475
Assets HV/LV | 0.079387 | 0.0065363 | 0 | 0.065218 | 1061137.8361 | 0.065218 | 59.6118
Assets LV circuits | 0 | 0 | 5.4811 | 0 | 356120.2595 | 0.021887 | 20.0059
Assets LV customer |  |  | 0 | 0 | 0 | 0 | 0
Assets HV customer |  |  | 0 | 0 | 0 | 0 | 0
Transmission exit | 0.070645 | 0.00052331 | 0 | 0.057007 | 927533.9969 | 0.057007 | 52.1063
Operating 132kV | 0.10656 | 0.0032799 | 0 | 0.086471 | 1406936.4 | 0.086471 | 79.0379
Operating 132kV/EHV | 0.016618 | 0.0005115 | 0 | 0.013485 | 219411.1759 | 0.013485 | 12.3259
Operating EHV | 0.018592 | 0.0015308 | 0 | 0.015274 | 248516.0532 | 0.015274 | 13.961
Operating EHV/HV | 0.031767 | 0.0026155 | 0 | 0.026097 | 424621.2622 | 0.026097 | 23.8541
Operating 132kV/HV | 0.030233 | 0.00093058 | 0 | 0.024534 | 399178.3623 | 0.024534 | 22.4248
Operating HV | 0.16214 | 0.01335 | 0 | 0.1332 | 2167279.5361 | 0.1332 | 121.7519
Operating HV/LV | 0.10167 | 0.0083713 | 0 | 0.083528 | 1359044.9682 | 0.083528 | 76.3475
Operating LV circuits | 0 | 0 | 24.1332 | 0 | 1568003.4659 | 0.09637 | 88.0862
Operating LV customer |  |  | 5.4356 | 0 | 353169.2553 | 0.021706 | 19.8401
Operating HV customer |  |  | 0 | 0 | 0 | 0 | 0
Scaler | 0.92618 | 0.0068608 | 0 | 0.74738 | 12160357.3472 | 0.74738 | 683.1358
Rounding | 0.00034644 | 0.00037415 | 0.00010111 | 0.00035183 | 5731.0984 | 0.00035224 | 0.32196
Total | 2.204 | 0.082 | 35.05 | 1.7913 | 31422665.9178 | 1.9313 | 1765.24
LV Sub Medium Non-Domestic
| Rate 1 units (MWh) | Rate 2 units (MWh) | MPANs | MWh/year | MWh/MPAN/year
LV Sub Medium Non-Domestic | 93.6406 | 24.5924 | 3 | 118.2329 | 39.411
| Unit rate 1 p/kWh | Unit rate 2 p/kWh | Fixed charge p/MPAN/day | Average unit rate (p/kWh) | Revenue (£/year) | Average p/kWh | Average £/MPAN/year
Assets 132kV | 0.23018 | 0.007085 | 0 | 0.18377 | 217.2804 | 0.18377 | 72.4268
Assets 132kV/EHV | 0.035896 | 0.0011049 | 0 | 0.028659 | 33.8848 | 0.028659 | 11.2949
Assets EHV | 0.040161 | 0.0033066 | 0 | 0.032495 | 38.4203 | 0.032495 | 12.8068
Assets EHV/HV | 0.068621 | 0.0056498 | 0 | 0.055523 | 65.6461 | 0.055523 | 21.882
Assets 132kV/HV | 0.065306 | 0.0020102 | 0 | 0.05214 | 61.6472 | 0.05214 | 20.5491
Assets HV | 0.21475 | 0.017681 | 0 | 0.17376 | 205.4418 | 0.17376 | 68.4806
Assets HV/LV | 0 | 0 | 5.7534 | 0 | 62.9998 | 0.053284 | 20.9999
Assets LV circuits | 0 | 0 | 0 | 0 | 0 | 0 | 0
Assets LV customer |  |  | 0 | 0 | 0 | 0 | 0
Assets HV customer |  |  | 0 | 0 | 0 | 0 | 0
Transmission exit | 0.070115 | 0.00051938 | 0 | 0.055639 | 65.7838 | 0.055639 | 21.9279
Operating 132kV | 0.10576 | 0.0032553 | 0 | 0.084438 | 99.8336 | 0.084438 | 33.2779
Operating 132kV/EHV | 0.016493 | 0.00050766 | 0 | 0.013168 | 15.569 | 0.013168 | 5.1897
Operating EHV | 0.018453 | 0.0015193 | 0 | 0.014931 | 17.653 | 0.014931 | 5.8843
Operating EHV/HV | 0.031529 | 0.0025959 | 0 | 0.025511 | 30.1623 | 0.025511 | 10.0541
Operating 132kV/HV | 0.030006 | 0.0009236 | 0 | 0.023957 | 28.3249 | 0.023957 | 9.4416
Operating HV | 0.16092 | 0.01325 | 0 | 0.13021 | 153.9493 | 0.13021 | 51.3164
Operating HV/LV | 0 | 0 | 7.3686 | 0 | 80.6866 | 0.068244 | 26.8955
Operating LV circuits | 0 | 0 | 0 | 0 | 0 | 0 | 0
Operating LV customer |  |  | 4.0495 | 0 | 44.3415 | 0.037504 | 14.7805
Operating HV customer |  |  | 0 | 0 | 0 | 0 | 0
Scaler | 0.91924 | 0.0068093 | 0 | 0.72945 | 862.4532 | 0.72945 | 287.4844
Rounding | -0.00042616 | -0.00021801 | -0.0014957 | -0.00038286 | -0.46905 | -0.00039672 | -0.15635
Total | 2.007 | 0.066 | 17.17 | 1.6033 | 2083.6085 | 1.7623 | 694.5362
HV Medium Non-Domestic
| Rate 1 units (MWh) | Rate 2 units (MWh) | MPANs | MWh/year | MWh/MPAN/year
HV Medium Non-Domestic | 37255.5538 | 10222.2194 | 273 | 47477.7732 | 173.9113
| Unit rate 1 p/kWh | Unit rate 2 p/kWh | Fixed charge p/MPAN/day | Average unit rate (p/kWh) | Revenue (£/year) | Average p/kWh | Average £/MPAN/year
Assets 132kV | 0.18148 | 0.0056802 | 15.9016 | 0.14363 | 84037.4697 | 0.177 | 307.8296
Assets 132kV/EHV | 0.032852 | 0.0010283 | 0 | 0.026 | 12344.4315 | 0.026 | 45.2177
Assets EHV | 0.029455 | 0.0024618 | 4.0172 | 0.023643 | 15228.0999 | 0.032074 | 55.7806
Assets EHV/HV | 0 | 0 | 25.4772 | 0 | 25386.7856 | 0.053471 | 92.9919
Assets 132kV/HV | 0 | 0 | 24.18 | 0 | 24094.1619 | 0.050748 | 88.257
Assets HV | 0 | 0 | 63.363 | 0 | 63138.0546 | 0.13298 | 231.2749
Assets HV/LV | 0 | 0 | 0 | 0 | 0 | 0 | 0
Assets LV circuits | 0 | 0 | 0 | 0 | 0 | 0 | 0
Assets LV customer |  |  | 0 | 0 | 0 | 0 | 0
Assets HV customer |  |  | 0 | 0 | 0 | 0 | 0
Transmission exit | 0.06288 | 0.00048336 | 0 | 0.049446 | 23475.6797 | 0.049446 | 85.9915
Operating 132kV | 0.083385 | 0.0026099 | 7.3063 | 0.065994 | 38612.5973 | 0.081328 | 141.4381
Operating 132kV/EHV | 0.015095 | 0.00047245 | 0 | 0.011946 | 5671.8814 | 0.011946 | 20.7761
Operating EHV | 0.013534 | 0.0011311 | 1.8458 | 0.010863 | 6996.8371 | 0.014737 | 25.6294
Operating EHV/HV | 0 | 0 | 15.7686 | 0 | 15712.6641 | 0.033095 | 57.5555
Operating 132kV/HV | 0 | 0 | 14.9657 | 0 | 14912.6195 | 0.03141 | 54.625
Operating HV | 0 | 0 | 60.0624 | 0 | 59849.1824 | 0.12606 | 219.2278
Operating HV/LV | 0 | 0 | 0 | 0 | 0 | 0 | 0
Operating LV circuits | 0 | 0 | 0 | 0 | 0 | 0 | 0
Operating LV customer |  |  | 0 | 0 | 0 | 0 | 0
Operating HV customer |  |  | 69.5347 | 0 | 69287.8572 | 0.14594 | 253.8017
Scaler | 0.82438 | 0.006337 | 0 | 0.64825 | 307775.9465 | 0.64825 | 1127.3844
Rounding | -6.3005e-05 | -0.00020409 | -0.0025556 | -9.3382e-05 | -46.8823 | -9.8746e-05 | -0.17173
Total | 1.243 | 0.02 | 302.42 | 0.97968 | 766477.3861 | 1.6144 | 2807.6095
LV HH Metered
| Rate 1 units (MWh) | Rate 2 units (MWh) | Rate 3 units (MWh) | MPANs | Import capacity (kVA) | Reactive power units (MVArh) | MWh/year | MWh/MPAN/year
LV HH Metered | 211330.1687 | 840419.6518 | 866270.237 | 6058.1296 | 992485.196 | 165094.8759 | 1918020.0575 | 316.6027
| Unit rate 1 p/kWh | Unit rate 2 p/kWh | Unit rate 3 p/kWh | Fixed charge p/MPAN/day | Capacity charge p/kVA/day | Reactive power charge p/kVArh | Average unit rate (p/kWh) | Revenue (£/year) | Average p/kWh | Average £/MPAN/year | Average p/kVA/day
Assets 132kV | 1.0863 | 0.10962 | 0.0065189 |  | 0 | 0.04453 | 0.17451 | 3347060.6192 | 0.17451 | 552.4908 | 0.92395
Assets 132kV/EHV | 0.16941 | 0.017096 | 0.0010166 |  | 0 | 0.0069444 | 0.027214 | 521972.7817 | 0.027214 | 86.1607 | 0.14409
Assets EHV | 0.17953 | 0.020572 | 0.0030425 |  | 0 | 0.0079985 | 0.030857 | 591850.0473 | 0.030857 | 97.6952 | 0.16338
Assets EHV/HV | 0.30675 | 0.035149 | 0.0051984 |  | 0 | 0.013666 | 0.052724 | 1011251.0272 | 0.052724 | 166.9246 | 0.27915
Assets 132kV/HV | 0.30822 | 0.031103 | 0.0018495 |  | 0 | 0.012634 | 0.049511 | 949633.6697 | 0.049511 | 156.7536 | 0.26214
Assets HV | 0.76799 | 0.088001 | 0.013015 |  | 0.33395 | 0.034216 | 0.132 | 3741568.0557 | 0.19507 | 617.6111 | 1.0328
Assets HV/LV | 0 | 0 | 0 |  | 0.61263 | 0 | 0 | 2219313.7261 | 0.11571 | 366.3365 | 0.61263
Assets LV circuits | 0 | 0 | 0 |  | 0.24557 | 0 | 0 | 889605.3343 | 0.046381 | 146.8449 | 0.24557
Assets LV customer |  |  |  | 0 |  |  | 0 | 0 | 0 | 0 | 0
Assets HV customer |  |  |  | 0 |  |  | 0 | 0 | 0 | 0 | 0
Transmission exit | 0.41887 | 0.011338 | 0.00047789 |  | 0 | 0.013584 | 0.052505 | 1007055.8354 | 0.052505 | 166.2321 | 0.27799
Operating 132kV | 0.49914 | 0.050369 | 0.0029952 |  | 0 | 0.02046 | 0.08018 | 1537870.004 | 0.08018 | 253.8523 | 0.42452
Operating 132kV/EHV | 0.077841 | 0.007855 | 0.0004671 |  | 0 | 0.0031907 | 0.012504 | 239830.2198 | 0.012504 | 39.5882 | 0.066204
Operating EHV | 0.082488 | 0.0094521 | 0.0013979 |  | 0 | 0.0036751 | 0.014178 | 271936.6448 | 0.014178 | 44.8879 | 0.075067
Operating EHV/HV | 0.14094 | 0.01615 | 0.0023885 |  | 0 | 0.0062793 | 0.024225 | 464638.3195 | 0.024225 | 76.6967 | 0.12826
Operating 132kV/HV | 0.14162 | 0.014291 | 0.00084981 |  | 0 | 0.005805 | 0.022749 | 436327.0647 | 0.022749 | 72.0234 | 0.12045
Operating HV | 0.5755 | 0.065944 | 0.0097528 |  | 0.25025 | 0.02564 | 0.098916 | 2803772.3592 | 0.14618 | 462.8116 | 0.77397
Operating HV/LV | 0 | 0 | 0 |  | 0.78463 | 0 | 0 | 2842370.7548 | 0.14819 | 469.1829 | 0.78463
Operating LV circuits | 0 | 0 | 0 |  | 1.0813 | 0 | 0 | 3916947.1838 | 0.20422 | 646.5605 | 1.0813
Operating LV customer |  |  |  | 9.2919 |  |  | 0 | 205463.0052 | 0.010712 | 33.9153 | 0.056717
Operating HV customer |  |  |  | 0 |  |  | 0 | 0 | 0 | 0 | 0
Scaler | 5.4916 | 0.14865 | 0.0062653 | 0 | 0 | 0.1781 | 0.68836 | 13202921.7991 | 0.68836 | 2179.3726 | 3.6446
Rounding | -0.00019515 | 0.00040404 | -0.00023546 | -0.0018504 | 0.0016985 | 0.00027884 | 7.3193e-05 | 7515.9489 | 0.00039186 | 1.2406 | 0.0020748
Total | 10.246 | 0.626 | 0.055 | 9.29 | 3.31 | 0.377 | 1.4605 | 40208904.4005 | 2.0964 | 6637.1813 | 11.0995
LV Sub HH Metered
| Rate 1 units (MWh) | Rate 2 units (MWh) | Rate 3 units (MWh) | MPANs | Import capacity (kVA) | Reactive power units (MVArh) | MWh/year | MWh/MPAN/year
LV Sub HH Metered | 2438.5958 | 8977.6008 | 11445.19 | 32.7457 | 17000 | 1106.6028 | 22861.3867 | 698.1489
| Unit rate 1 p/kWh | Unit rate 2 p/kWh | Unit rate 3 p/kWh | Fixed charge p/MPAN/day | Capacity charge p/kVA/day | Reactive power charge p/kVArh | Average unit rate (p/kWh) | Revenue (£/year) | Average p/kWh | Average £/MPAN/year | Average p/kVA/day
Assets 132kV | 1.095 | 0.1105 | 0.006571 |  | 0 | 0.043455 | 0.16559 | 37856.5259 | 0.16559 | 1156.0756 | 0.6101
Assets 132kV/EHV | 0.17077 | 0.017232 | 0.0010247 |  | 0 | 0.0067768 | 0.025824 | 5903.7103 | 0.025824 | 180.2895 | 0.095144
Assets EHV | 0.18096 | 0.020736 | 0.0030668 |  | 0 | 0.0078054 | 0.029359 | 6711.986 | 0.029359 | 204.9729 | 0.10817
Assets EHV/HV | 0.3092 | 0.03543 | 0.00524 |  | 0 | 0.013337 | 0.050164 | 11468.2812 | 0.050164 | 350.2223 | 0.18482
Assets 132kV/HV | 0.31068 | 0.031351 | 0.0018643 |  | 0 | 0.012329 | 0.046982 | 10740.7172 | 0.046982 | 328.0037 | 0.1731
Assets HV | 0 | 0 | 0 |  | 1.6295 | 0 | 0 | 101107.7917 | 0.44226 | 3087.6644 | 1.6295
Assets HV/LV | 0 | 0 | 0 |  | 0.59785 | 0 | 0 | 37096.3001 | 0.16227 | 1132.8595 | 0.59785
Assets LV circuits | 0 | 0 | 0 |  | 0 | 0 | 0 | 0 | 0 | 0 | 0
Assets LV customer |  |  |  | 0 |  |  | 0 | 0 | 0 | 0 | 0
Assets HV customer |  |  |  | 0 |  |  | 0 | 0 | 0 | 0 | 0
Transmission exit | 0.42222 | 0.011429 | 0.00048171 |  | 0 | 0.013256 | 0.050409 | 11524.0882 | 0.050409 | 351.9266 | 0.18572
Operating 132kV | 0.50313 | 0.050771 | 0.0030192 |  | 0 | 0.019966 | 0.076084 | 17393.8934 | 0.076084 | 531.1807 | 0.28032
Operating 132kV/EHV | 0.078463 | 0.0079178 | 0.00047084 |  | 0 | 0.0031137 | 0.011865 | 2712.5708 | 0.011865 | 82.8374 | 0.043716
Operating EHV | 0.083148 | 0.0095276 | 0.0014091 |  | 0 | 0.0035863 | 0.01349 | 3083.9483 | 0.01349 | 94.1787 | 0.049701
Operating EHV/HV | 0.14207 | 0.016279 | 0.0024076 |  | 0 | 0.0061277 | 0.023049 | 5269.3177 | 0.023049 | 160.9162 | 0.084921
Operating 132kV/HV | 0.14275 | 0.014405 | 0.0008566 |  | 0 | 0.0056648 | 0.021587 | 4935.0247 | 0.021587 | 150.7075 | 0.079533
Operating HV | 0 | 0 | 0 |  | 1.221 | 0 | 0 | 75765.8895 | 0.33141 | 2313.7647 | 1.221
Operating HV/LV | 0 | 0 | 0 |  | 0.76569 | 0 | 0 | 47510.8306 | 0.20782 | 1450.902 | 0.76569
Operating LV circuits | 0 | 0 | 0 |  | 0 | 0 | 0 | 0 | 0 | 0 | 0
Operating LV customer |  |  |  | 6.8244 |  |  | 0 | 815.6693 | 0.0035679 | 24.9092 | 0.013145
Operating HV customer |  |  |  | 0 |  |  | 0 | 0 | 0 | 0 | 0
Scaler | 5.5355 | 0.14984 | 0.0063154 | 0 | 0 | 0.1738 | 0.66088 | 151085.6 | 0.66088 | 4613.9038 | 2.4349
Rounding | 0.00011503 | -0.00042088 | 0.00027276 | -0.0044355 | -0.004034 | -0.00021617 | -2.6918e-05 | -256.9959 | -0.0011241 | -7.8482 | -0.0041418
Total | 8.974 | 0.475 | 0.033 | 6.82 | 4.21 | 0.309 | 1.1753 | 530725.1489 | 2.3215 | 16207.4664 | 8.5532
HV HH Metered
| Rate 1 units (MWh) | Rate 2 units (MWh) | Rate 3 units (MWh) | MPANs | Import capacity (kVA) | Reactive power units (MVArh) | MWh/year | MWh/MPAN/year
HV HH Metered | 793917.2727 | 3167998.7604 | 4029547.9256 | 3716.6294 | 2878086.2842 | 1034636.3672 | 7991463.9587 | 2150.1912
| Unit rate 1 p/kWh | Unit rate 2 p/kWh | Unit rate 3 p/kWh | Fixed charge p/MPAN/day | Capacity charge p/kVA/day | Reactive power charge p/kVArh | Average unit rate (p/kWh) | Revenue (£/year) | Average p/kWh | Average £/MPAN/year | Average p/kVA/day
Assets 132kV | 0.82287 | 0.083037 | 0.0049378 |  | 0.32112 | 0.030413 | 0.12109 | 13050513.6483 | 0.16331 | 3511.3841 | 1.2423
Assets 132kV/EHV | 0.14896 | 0.015032 | 0.00089387 |  | 0 | 0.0055054 | 0.021921 | 1751792.3765 | 0.021921 | 471.339 | 0.16676
Assets EHV | 0.12628 | 0.01447 | 0.0021401 |  | 0.081124 | 0.0050729 | 0.020018 | 2451919.4409 | 0.030682 | 659.7159 | 0.2334
Assets EHV/HV | 0 | 0 | 0 |  | 0.51449 | 0 | 0 | 5404753.4994 | 0.067632 | 1454.2083 | 0.51449
Assets 132kV/HV | 0 | 0 | 0 |  | 0.4883 | 0 | 0 | 5129558.6555 | 0.064188 | 1380.1641 | 0.4883
Assets HV | 0 | 0 | 0 |  | 1.2796 | 0 | 0 | 13441860.1289 | 0.1682 | 3616.6802 | 1.2796
Assets HV/LV | 0 | 0 | 0 |  | 0 | 0 | 0 | 0 | 0 | 0 | 0
Assets LV circuits | 0 | 0 | 0 |  | 0 | 0 | 0 | 0 | 0 | 0 | 0
Assets LV customer |  |  |  | 0 |  |  | 0 | 0 | 0 | 0 | 0
Assets HV customer |  |  |  | 0 |  |  | 0 | 0 | 0 | 0 | 0
Transmission exit | 0.36829 | 0.0099694 | 0.00042018 |  | 0 | 0.01077 | 0.042147 | 3368135.9858 | 0.042147 | 906.234 | 0.32062
Operating 132kV | 0.37808 | 0.038153 | 0.0022688 |  | 0.14754 | 0.013974 | 0.055639 | 5996304.1488 | 0.075034 | 1613.3715 | 0.5708
Operating 132kV/EHV | 0.068442 | 0.0069065 | 0.0004107 |  | 0 | 0.0025296 | 0.010072 | 804893.9818 | 0.010072 | 216.5656 | 0.07662
Operating EHV | 0.058023 | 0.0066486 | 0.0009833 |  | 0.037274 | 0.0023308 | 0.0091975 | 1126580.5402 | 0.014097 | 303.1189 | 0.10724
Operating EHV/HV | 0 | 0 | 0 |  | 0.31844 | 0 | 0 | 3345168.5273 | 0.041859 | 900.0544 | 0.31844
Operating 132kV/HV | 0 | 0 | 0 |  | 0.30222 | 0 | 0 | 3174841.9563 | 0.039728 | 854.2261 | 0.30222
Operating HV | 0 | 0 | 0 |  | 1.2129 | 0 | 0 | 12741671.2941 | 0.15944 | 3428.2867 | 1.2129
Operating HV/LV | 0 | 0 | 0 |  | 0 | 0 | 0 | 0 | 0 | 0 | 0
Operating LV circuits | 0 | 0 | 0 |  | 0 | 0 | 0 | 0 | 0 | 0 | 0
Operating LV customer |  |  |  | 0 |  |  | 0 | 0 | 0 | 0 | 0
Operating HV customer |  |  |  | 69.5347 |  |  | 0 | 943286.7722 | 0.011804 | 253.8017 | 0.089794
Scaler | 4.8285 | 0.1307 | 0.0055088 | 0 | 0 | 0.14119 | 0.55256 | 44157666.8003 | 0.55256 | 11881.1056 | 4.2035
Rounding | -0.00043892 | 8.1451e-05 | 0.00043644 | -0.0047054 | -0.0029877 | 0.00021189 | 0.00023618 | -12575.2958 | -0.00015736 | -3.3835 | -0.0011971
Total | 6.799 | 0.305 | 0.018 | 69.53 | 4.7 | 0.212 | 0.83288 | 116876372.4605 | 1.4625 | 31446.8727 | 11.1258
HV Sub HH Metered
| Rate 1 units (MWh) | Rate 2 units (MWh) | Rate 3 units (MWh) | MPANs | Import capacity (kVA) | Reactive power units (MVArh) | MWh/year | MWh/MPAN/year
HV Sub HH Metered | 0 | 0 | 0 | 0 | 0 | 0 | 0
| Unit rate 1 p/kWh | Unit rate 2 p/kWh | Unit rate 3 p/kWh | Fixed charge p/MPAN/day | Capacity charge p/kVA/day | Reactive power charge p/kVArh | Average unit rate (p/kWh) | Revenue (£/year) | Average p/kWh | Average £/MPAN/year | Average p/kVA/day
Assets 132kV | 0.87023 | 0.087816 | 0.005222 |  | 0 | 0.034728 | 0 | 0
Assets 132kV/EHV | 0.44143 | 0.044546 | 0.0026489 |  | 0 | 0.017616 | 0 | 0
Assets EHV | 0 | 0 | 0 |  | 1.2979 | 0 | 0 | 0
Assets EHV/HV | 0 | 0 | 0 |  | 1.6463 | 0 | 0 | 0
Assets 132kV/HV | 0 | 0 | 0 |  | 0 | 0 | 0 | 0
Assets HV | 0 | 0 | 0 |  | 0 | 0 | 0 | 0
Assets HV/LV | 0 | 0 | 0 |  | 0 | 0 | 0 | 0
Assets LV circuits | 0 | 0 | 0 |  | 0 | 0 | 0 | 0
Assets LV customer |  |  |  | 0 |  |  | 0 | 0
Assets HV customer |  |  |  | 0 |  |  | 0 | 0
Transmission exit | 0.33554 | 0.0090828 | 0.00038282 |  | 0 | 0.010594 | 0 | 0
Operating 132kV | 0.39984 | 0.040349 | 0.0023994 |  | 0 | 0.015956 | 0 | 0
Operating 132kV/EHV | 0.20283 | 0.020467 | 0.0012171 |  | 0 | 0.0080941 | 0 | 0
Operating EHV | 0 | 0 | 0 |  | 0.59634 | 0 | 0 | 0
Operating EHV/HV | 0 | 0 | 0 |  | 1.0189 | 0 | 0 | 0
Operating 132kV/HV | 0 | 0 | 0 |  | 0 | 0 | 0 | 0
Operating HV | 0 | 0 | 0 |  | 0 | 0 | 0 | 0
Operating HV/LV | 0 | 0 | 0 |  | 0 | 0 | 0 | 0
Operating LV circuits | 0 | 0 | 0 |  | 0 | 0 | 0 | 0
Operating LV customer |  |  |  | 0 |  |  | 0 | 0
Operating HV customer |  |  |  | 69.5347 |  |  | 0 | 0
Scaler | 4.3991 | 0.11908 | 0.0050189 | 0 | 0 | 0.13889 | 0 | 0
Rounding | 4.3e-05 | -0.00033909 | 0.00011085 | -0.0047054 | 0.00060962 | 0.00011728 | 0 | 0
Total | 6.649 | 0.321 | 0.017 | 69.53 | 4.56 | 0.226 | 0 | 0 | 0 | 0 | 0
NHH UMS category A
| Rate 1 units (MWh) | MWh/year
NHH UMS category A | 64354.5532 | 64354.5532
| Unit rate 1 p/kWh | Revenue (£/year) | Average p/kWh
Assets 132kV | 0.13794 | 88770.2589 | 0.13794
Assets 132kV/EHV | 0.021512 | 13843.6868 | 0.021512
Assets EHV | 0.024764 | 15936.9437 | 0.024764
Assets EHV/HV | 0.042313 | 27230.2938 | 0.042313
Assets 132kV/HV | 0.039136 | 25186.0472 | 0.039136
Assets HV | 0.13242 | 85218.2217 | 0.13242
Assets HV/LV | 0.048585 | 31266.4402 | 0.048585
Assets LV circuits | 0.019658 | 12650.5459 | 0.019658
Assets LV customer |  | 0 | 0
Transmission exit | 0.042148 | 27124.0536 | 0.042148
Operating 132kV | 0.063379 | 40787.1664 | 0.063379
Operating 132kV/EHV | 0.0098839 | 6360.7425 | 0.0098839
Operating EHV | 0.011378 | 7322.5287 | 0.011378
Operating EHV/HV | 0.019441 | 12511.471 | 0.019441
Operating 132kV/HV | 0.017982 | 11572.2035 | 0.017982
Operating HV | 0.09923 | 63858.9198 | 0.09923
Operating HV/LV | 0.062224 | 40044.2777 | 0.062224
Operating LV circuits | 0.086553 | 55700.5655 | 0.086553
Operating LV customer | 0.63753 | 410281.3452 | 0.63753
Scaler | 0.55258 | 355607.65 | 0.55258
Rounding | 0.0003455 | 222.3438 | 0.0003455
Total | 2.069 | 1331495.7058 | 2.069
NHH UMS category B
| Rate 1 units (MWh) | MWh/year
NHH UMS category B | 34091.5776 | 34091.5776
| Unit rate 1 p/kWh | Revenue (£/year) | Average p/kWh
Assets 132kV | 0.17752 | 60519.2549 | 0.17752
Assets 132kV/EHV | 0.027684 | 9437.9539 | 0.027684
Assets EHV | 0.031 | 10568.2414 | 0.031
Assets EHV/HV | 0.052967 | 18057.1837 | 0.052967
Assets 132kV/HV | 0.050366 | 17170.6248 | 0.050366
Assets HV | 0.16576 | 56510.6309 | 0.16576
Assets HV/LV | 0.060818 | 20733.6674 | 0.060818
Assets LV circuits | 0.024607 | 8388.9375 | 0.024607
Assets LV customer |  | 0 | 0
Transmission exit | 0.064758 | 22077.1684 | 0.064758
Operating 132kV | 0.081565 | 27806.7108 | 0.081565
Operating 132kV/EHV | 0.01272 | 4336.4456 | 0.01272
Operating EHV | 0.014243 | 4855.7775 | 0.014243
Operating EHV/HV | 0.024337 | 8296.7129 | 0.024337
Operating 132kV/HV | 0.023142 | 7889.3668 | 0.023142
Operating HV | 0.12421 | 42346.6692 | 0.12421
Operating HV/LV | 0.077892 | 26554.5015 | 0.077892
Operating LV circuits | 0.10835 | 36936.6321 | 0.10835
Operating LV customer | 0.63753 | 217344.968 | 0.63753
Scaler | 0.84901 | 289440.8806 | 0.84901
Rounding | -0.00048101 | -163.9847 | -0.00048101
Total | 2.608 | 889108.343 | 2.608
NHH UMS category C
| Rate 1 units (MWh) | MWh/year
NHH UMS category C | 777.3713 | 777.3713
| Unit rate 1 p/kWh | Revenue (£/year) | Average p/kWh
Assets 132kV | 0.34039 | 2646.0974 | 0.34039
Assets 132kV/EHV | 0.053084 | 412.6578 | 0.053084
Assets EHV | 0.057604 | 447.7994 | 0.057604
Assets EHV/HV | 0.098424 | 765.1222 | 0.098424
Assets 132kV/HV | 0.096576 | 750.7552 | 0.096576
Assets HV | 0.30802 | 2394.4786 | 0.30802
Assets HV/LV | 0.11301 | 878.5307 | 0.11301
Assets LV circuits | 0.045726 | 355.4576 | 0.045726
Assets LV customer |  | 0 | 0
Transmission exit | 0.12589 | 978.6623 | 0.12589
Operating 132kV | 0.1564 | 1215.7992 | 0.1564
Operating 132kV/EHV | 0.02439 | 189.6034 | 0.02439
Operating EHV | 0.026467 | 205.7499 | 0.026467
Operating EHV/HV | 0.045223 | 351.5498 | 0.045223
Operating 132kV/HV | 0.044374 | 344.9486 | 0.044374
Operating HV | 0.23082 | 1794.3207 | 0.23082
Operating HV/LV | 0.14474 | 1125.1721 | 0.14474
Operating LV circuits | 0.20133 | 1565.0856 | 0.20133
Operating LV customer | 0.63753 | 4955.9964 | 0.63753
Scaler | 1.6505 | 12830.6706 | 1.6505
Rounding | 0.00046984 | 3.6524 | 0.00046984
Total | 4.401 | 34212.1098 | 4.401
NHH UMS category D
| Rate 1 units (MWh) | MWh/year
NHH UMS category D | 5527.054 | 5527.054
| Unit rate 1 p/kWh | Revenue (£/year) | Average p/kWh
Assets 132kV | 0.11677 | 6453.7141 | 0.11677
Assets 132kV/EHV | 0.01821 | 1006.4542 | 0.01821
Assets EHV | 0.021492 | 1187.8566 | 0.021492
Assets EHV/HV | 0.036721 | 2029.6039 | 0.036721
Assets 132kV/HV | 0.033129 | 1831.0586 | 0.033129
Assets HV | 0.11492 | 6351.7213 | 0.11492
Assets HV/LV | 0.042164 | 2330.4372 | 0.042164
Assets LV circuits | 0.01706 | 942.9056 | 0.01706
Assets LV customer |  | 0 | 0
Transmission exit | 0.027931 | 1543.7632 | 0.027931
Operating 132kV | 0.05365 | 2965.2804 | 0.05365
Operating 132kV/EHV | 0.0083667 | 462.4343 | 0.0083667
Operating EHV | 0.0098748 | 545.7831 | 0.0098748
Operating EHV/HV | 0.016872 | 932.5397 | 0.016872
Operating 132kV/HV | 0.015222 | 841.3143 | 0.015222
Operating HV | 0.086117 | 4759.7105 | 0.086117
Operating HV/LV | 0.054001 | 2984.6914 | 0.054001
Operating LV circuits | 0.075115 | 4151.6293 | 0.075115
Operating LV customer | 0.63753 | 35236.7787 | 0.63753
Scaler | 0.36619 | 20239.3785 | 0.36619
Rounding | -0.00033181 | -18.3394 | -0.00033181
Total | 1.751 | 96778.7156 | 1.751
LV UMS (Pseudo HH Metered)
| Rate 1 units (MWh) | Rate 2 units (MWh) | Rate 3 units (MWh) | MWh/year
LV UMS (Pseudo HH Metered) | 11973.6322 | 27603.8991 | 208157.8331 | 247735.3643
| Unit rate 1 p/kWh | Unit rate 2 p/kWh | Unit rate 3 p/kWh | Average unit rate (p/kWh) | Revenue (£/year) | Average p/kWh
Assets 132kV | 3.318 | 0.095311 | 0.0066109 | 0.17654 | 437357.5028 | 0.17654
Assets 132kV/EHV | 0.51744 | 0.014864 | 0.001031 | 0.027532 | 68205.7298 | 0.027532
Assets EHV | 0.54264 | 0.018291 | 0.0030854 | 0.030858 | 76445.4818 | 0.030858
Assets EHV/HV | 0.92717 | 0.031252 | 0.0052718 | 0.052724 | 130616.8215 | 0.052724
Assets 132kV/HV | 0.94139 | 0.027042 | 0.0018757 | 0.050089 | 124087.8065 | 0.050089
Assets HV | 2.9016 | 0.097803 | 0.016498 | 0.165 | 408770.2228 | 0.165
Assets HV/LV | 1.0646 | 0.035884 | 0.0060532 | 0.060539 | 149977.1935 | 0.060539
Assets LV circuits | 0.43074 | 0.014519 | 0.0024492 | 0.024494 | 60681.4643 | 0.024494
Assets LV customer |  |  |  | 0 | 0 | 0
Transmission exit | 1.2892 | 0.0096499 | 0.00048463 | 0.063791 | 158033.3158 | 0.063791
Operating 132kV | 1.5245 | 0.043792 | 0.0030375 | 0.081116 | 200952.1372 | 0.081116
Operating 132kV/EHV | 0.23775 | 0.0068294 | 0.0004737 | 0.01265 | 31338.4064 | 0.01265
Operating EHV | 0.24933 | 0.0084039 | 0.0014177 | 0.014178 | 35124.3156 | 0.014178
Operating EHV/HV | 0.42601 | 0.014359 | 0.0024222 | 0.024225 | 60014.3573 | 0.024225
Operating 132kV/HV | 0.43254 | 0.012425 | 0.00086181 | 0.023014 | 57014.4784 | 0.023014
Operating HV | 2.1744 | 0.07329 | 0.012363 | 0.12365 | 306315.0623 | 0.12365
Operating HV/LV | 1.3635 | 0.045958 | 0.0077526 | 0.077535 | 192082.2566 | 0.077535
Operating LV circuits | 1.8966 | 0.063927 | 0.010784 | 0.10785 | 267181.5035 | 0.10785
Operating LV customer | 0.63753 | 0.63753 | 0.63753 | 0.63753 | 1579394.0513 | 0.63753
Scaler | 16.9016 | 0.12651 | 0.0063538 | 0.83633 | 2071882.6469 | 0.83633
Rounding | -0.00048196 | 0.000354 | -0.00035929 | -0.00028574 | -707.8737 | -0.00028574
Total | 37.776 | 1.378 | 0.726 | 2.5894 | 6414766.8806 | 2.5894
LV Generation NHH
| Rate 1 units (MWh) | MPANs | MWh/year | MWh/MPAN/year
LV Generation NHH | 444.639 | 96 | 444.639 | 4.6317
| Unit rate 1 p/kWh | Fixed charge p/MPAN/day | Revenue (£/year) | Average p/kWh | Average £/MPAN/year
Assets 132kV | -0.11365 |  | -505.3533 | -0.11365 | -5.2641
Assets 132kV/EHV | -0.017724 |  | -78.8096 | -0.017724 | -0.82093
Assets EHV | -0.020415 |  | -90.7718 | -0.020415 | -0.94554
Assets EHV/HV | -0.034881 |  | -155.0951 | -0.034881 | -1.6156
Assets 132kV/HV | -0.032246 |  | -143.3797 | -0.032246 | -1.4935
Assets HV | -0.10916 |  | -485.376 | -0.10916 | -5.056
Assets HV/LV | -0.040051 |  | -178.0837 | -0.040051 | -1.855
Assets LV circuits | 0 |  | 0 | 0 | 0
Assets LV customer |  | 0 | 0 | 0 | 0
Assets HV customer |  | 0 | 0 | 0 | 0
Transmission exit | -0.034672 |  | -154.1645 | -0.034672 | -1.6059
Operating 132kV | -0.052221 |  | -232.1941 | -0.052221 | -2.4187
Operating 132kV/EHV | -0.0081438 |  | -36.2106 | -0.0081438 | -0.37719
Operating EHV | -0.0093799 |  | -41.7068 | -0.0093799 | -0.43445
Operating EHV/HV | -0.016027 |  | -71.2614 | -0.016027 | -0.74231
Operating 132kV/HV | -0.014816 |  | -65.8785 | -0.014816 | -0.68623
Operating HV | -0.081801 |  | -363.7202 | -0.081801 | -3.7888
Operating HV/LV | -0.051295 |  | -228.0795 | -0.051295 | -2.3758
Operating LV circuits | 0 |  | 0 | 0 | 0
Operating LV customer |  | 0 | 0 | 0 | 0
Operating HV customer |  | 0 | 0 | 0 | 0
Scaler | 0 | 0 | 0 | 0 | 0
Rounding | 0.00049042 | 0 | 2.1806 | 0.00049042 | 0.022715
Total | -0.636 | 0 | -2827.904 | -0.636 | -29.4573
LV Sub Generation NHH
| Rate 1 units (MWh) | MPANs | MWh/year | MWh/MPAN/year
LV Sub Generation NHH | 0 | 0 | 0
| Unit rate 1 p/kWh | Fixed charge p/MPAN/day | Revenue (£/year) | Average p/kWh | Average £/MPAN/year
Assets 132kV | -0.11091 |  | 0
Assets 132kV/EHV | -0.017297 |  | 0
Assets EHV | -0.019922 |  | 0
Assets EHV/HV | -0.034039 |  | 0
Assets 132kV/HV | -0.031468 |  | 0
Assets HV | -0.10653 |  | 0
Assets HV/LV | 0 |  | 0
Assets LV circuits | 0 |  | 0
Assets LV customer |  | 0 | 0
Assets HV customer |  | 0 | 0
Transmission exit | -0.033835 |  | 0
Operating 132kV | -0.05096 |  | 0
Operating 132kV/EHV | -0.0079472 |  | 0
Operating EHV | -0.0091535 |  | 0
Operating EHV/HV | -0.01564 |  | 0
Operating 132kV/HV | -0.014458 |  | 0
Operating HV | -0.079826 |  | 0
Operating HV/LV | 0 |  | 0
Operating LV circuits | 0 |  | 0
Operating LV customer |  | 0 | 0
Operating HV customer |  | 0 | 0
Scaler | 0 | 0 | 0
Rounding | -1.6705e-05 | 0 | 0
Total | -0.532 | 0 | 0 | 0 | 0
LV Generation Intermittent
| Rate 1 units (MWh) | MPANs | Reactive power units (MVArh) | MWh/year | MWh/MPAN/year
LV Generation Intermittent | 46.675 | 20 | 16.962 | 46.675 | 2.3338
| Unit rate 1 p/kWh | Fixed charge p/MPAN/day | Reactive power charge p/kVArh | Revenue (£/year) | Average p/kWh | Average £/MPAN/year
Assets 132kV | -0.11365 |  | 0.030347 | -47.9009 | -0.10263 | -2.395
Assets 132kV/EHV | -0.017724 |  | 0.015394 | -5.6618 | -0.01213 | -0.28309
Assets EHV | -0.020415 |  | 0.01773 | -6.5211 | -0.013971 | -0.32606
Assets EHV/HV | -0.034881 |  | 0.030295 | -11.1422 | -0.023872 | -0.55711
Assets 132kV/HV | -0.032246 |  | 0.012432 | -12.9422 | -0.027728 | -0.64711
Assets HV | -0.10916 |  | 0.029147 | -46.0073 | -0.09857 | -2.3004
Assets HV/LV | -0.040051 |  | 0.010694 | -16.88 | -0.036165 | -0.844
Assets LV circuits | 0 |  | 0.0043269 | 0.73392 | 0.0015724 | 0.036696
Assets LV customer |  | 0 |  | 0 | 0 | 0
Assets HV customer |  | 0 |  | 0 | 0 | 0
Transmission exit | -0.034672 |  | 0.0092577 | -14.6128 | -0.031308 | -0.73064
Operating 132kV | -0.052221 |  | 0.013943 | -22.009 | -0.047154 | -1.1004
Operating 132kV/EHV | -0.0081438 |  | 0.007073 | -2.6014 | -0.0055735 | -0.13007
Operating EHV | -0.0093799 |  | 0.0081465 | -2.9963 | -0.0064194 | -0.14981
Operating EHV/HV | -0.016027 |  | 0.013919 | -5.1195 | -0.010968 | -0.25597
Operating 132kV/HV | -0.014816 |  | 0.0057122 | -5.9466 | -0.01274 | -0.29733
Operating HV | -0.081801 |  | 0.021842 | -34.4759 | -0.073864 | -1.7238
Operating HV/LV | -0.051295 |  | 0.013696 | -21.619 | -0.046318 | -1.0809
Operating LV circuits | 0 |  | 0.019051 | 3.2315 | 0.0069234 | 0.16157
Operating LV customer |  | 0 |  | 0 | 0 | 0
Operating HV customer |  | 0 |  | 0 | 0 | 0
Scaler | 0 | 0 | 0 | 0 | 0 | 0
Rounding | 0.00049042 | 0 | -7.1402e-06 | 0.22769 | 0.00048783 | 0.011385
Total | -0.636 | 0 | 0.263 | -252.2429 | -0.54042 | -12.6121
LV Generation Non-Intermittent
| Rate 1 units (MWh) | Rate 2 units (MWh) | Rate 3 units (MWh) | MPANs | Reactive power units (MVArh) | MWh/year | MWh/MPAN/year
LV Generation Non-Intermittent | 231.313 | 877.749 | 1443.464 | 57 | 85.2694 | 2552.526 | 44.7812
| Unit rate 1 p/kWh | Unit rate 2 p/kWh | Unit rate 3 p/kWh | Fixed charge p/MPAN/day | Reactive power charge p/kVArh | Average unit rate (p/kWh) | Revenue (£/year) | Average p/kWh | Average £/MPAN/year
Assets 132kV | -0.9126 | -0.092091 | -0.0054763 |  | 0.030347 | -0.11645 | -2972.4552 | -0.11645 | -52.1483
Assets 132kV/EHV | -0.14232 | -0.014362 | -0.00085402 |  | 0.015394 | -0.017804 | -454.4625 | -0.017804 | -7.973
Assets EHV | -0.15082 | -0.017282 | -0.0025559 |  | 0.01773 | -0.020463 | -522.3204 | -0.020463 | -9.1635
Assets EHV/HV | -0.25769 | -0.029528 | -0.004367 |  | 0.030295 | -0.034963 | -892.4507 | -0.034963 | -15.657
Assets 132kV/HV | -0.25892 | -0.026128 | -0.0015537 |  | 0.012432 | -0.032912 | -840.0909 | -0.032912 | -14.7384
Assets HV | -0.80645 | -0.092408 | -0.013667 |  | 0.029147 | -0.11161 | -2848.9463 | -0.11161 | -49.9815
Assets HV/LV | -0.29588 | -0.033904 | -0.0050143 |  | 0.010694 | -0.040951 | -1045.2742 | -0.040951 | -18.3381
Assets LV circuits | 0 | 0 | 0 |  | 0.0043269 | 0.00014454 | 3.6895 | 0.00014454 | 0.064728
Assets LV customer |  |  |  | 0 |  | 0 | 0 | 0 | 0
Assets HV customer |  |  |  | 0 |  | 0 | 0 | 0 | 0
Transmission exit | -0.35188 | -0.009525 | -0.00040145 |  | 0.0092577 | -0.035081 | -895.444 | -0.035081 | -15.7095
Operating 132kV | -0.41931 | -0.042313 | -0.0025162 |  | 0.013943 | -0.053506 | -1365.7505 | -0.053506 | -23.9605
Operating 132kV/EHV | -0.065391 | -0.0065987 | -0.0003924 |  | 0.007073 | -0.0081806 | -208.8113 | -0.0081806 | -3.6634
Operating EHV | -0.069295 | -0.0079403 | -0.0011743 |  | 0.0081465 | -0.0094021 | -239.9899 | -0.0094021 | -4.2103
Operating EHV/HV | -0.1184 | -0.013567 | -0.0020065 |  | 0.013919 | -0.016065 | -410.0533 | -0.016065 | -7.1939
Operating 132kV/HV | -0.11897 | -0.012005 | -0.00071389 |  | 0.0057122 | -0.015122 | -385.9956 | -0.015122 | -6.7719
Operating HV | -0.60432 | -0.069247 | -0.010241 |  | 0.021842 | -0.083638 | -2134.8795 | -0.083638 | -37.454
Operating HV/LV | -0.37895 | -0.043423 | -0.006422 |  | 0.013696 | -0.052447 | -1338.7278 | -0.052447 | -23.4865
Operating LV circuits | 0 | 0 | 0 |  | 0.019051 | 0.00063642 | 16.2449 | 0.00063642 | 0.285
Operating LV customer |  |  |  | 0 |  | 0 | 0 | 0 | 0
Operating HV customer |  |  |  | 0 |  | 0 | 0 | 0 | 0
Scaler | 0 | 0 | 0 | 0 | 0 | 0 | 0 | 0 | 0
Rounding | 0.00018144 | 0.0003217 | 0.00035595 | 0 | -7.1402e-06 | 0.00032812 | 8.3752 | 0.00032812 | 0.14693
Total | -4.951 | -0.51 | -0.057 | 0 | 0.263 | -0.64749 | -16527.3425 | -0.64749 | -289.9534
LV Sub Generation Intermittent
| Rate 1 units (MWh) | MPANs | Reactive power units (MVArh) | MWh/year | MWh/MPAN/year
LV Sub Generation Intermittent | 0 | 0 | 0 | 0
| Unit rate 1 p/kWh | Fixed charge p/MPAN/day | Reactive power charge p/kVArh | Revenue (£/year) | Average p/kWh | Average £/MPAN/year
Assets 132kV | -0.11091 |  | 0.029614 | 0
Assets 132kV/EHV | -0.017297 |  | 0.015022 | 0
Assets EHV | -0.019922 |  | 0.017302 | 0
Assets EHV/HV | -0.034039 |  | 0.029563 | 0
Assets 132kV/HV | -0.031468 |  | 0.012132 | 0
Assets HV | -0.10653 |  | 0.028444 | 0
Assets HV/LV | 0 |  | 0.010436 | 0
Assets LV circuits | 0 |  | 0 | 0
Assets LV customer |  | 0 |  | 0
Assets HV customer |  | 0 |  | 0
Transmission exit | -0.033835 |  | 0.0090342 | 0
Operating 132kV | -0.05096 |  | 0.013607 | 0
Operating 132kV/EHV | -0.0079472 |  | 0.0069022 | 0
Operating EHV | -0.0091535 |  | 0.0079499 | 0
Operating EHV/HV | -0.01564 |  | 0.013583 | 0
Operating 132kV/HV | -0.014458 |  | 0.0055743 | 0
Operating HV | -0.079826 |  | 0.021314 | 0
Operating HV/LV | 0 |  | 0.013366 | 0
Operating LV circuits | 0 |  | 0 | 0
Operating LV customer |  | 0 |  | 0
Operating HV customer |  | 0 |  | 0
Scaler | 0 | 0 | 0 | 0
Rounding | -1.6705e-05 | 0 | 0.0001559 | 0
Total | -0.532 | 0 | 0.234 | 0 | 0 | 0
LV Sub Generation Non-Intermittent
| Rate 1 units (MWh) | Rate 2 units (MWh) | Rate 3 units (MWh) | MPANs | Reactive power units (MVArh) | MWh/year | MWh/MPAN/year
LV Sub Generation Non-Intermittent | 0 | 0 | 0.312 | 0 | 3.4596 | 0.312
| Unit rate 1 p/kWh | Unit rate 2 p/kWh | Unit rate 3 p/kWh | Fixed charge p/MPAN/day | Reactive power charge p/kVArh | Average unit rate (p/kWh) | Revenue (£/year) | Average p/kWh | Average £/MPAN/year
Assets 132kV | -0.89057 | -0.089868 | -0.0053441 |  | 0.029614 | 0.32303 | 1.0079 | 0.32303
Assets 132kV/EHV | -0.13888 | -0.014015 | -0.00083341 |  | 0.015022 | 0.16574 | 0.51711 | 0.16574
Assets EHV | -0.14718 | -0.016864 | -0.0024942 |  | 0.017302 | 0.18936 | 0.59081 | 0.18936
Assets EHV/HV | -0.25147 | -0.028815 | -0.0042616 |  | 0.029563 | 0.32355 | 1.0095 | 0.32355
Assets 132kV/HV | -0.25267 | -0.025497 | -0.0015162 |  | 0.012132 | 0.13301 | 0.41499 | 0.13301
Assets HV | -0.78698 | -0.090177 | -0.013337 |  | 0.028444 | 0.30206 | 0.94242 | 0.30206
Assets HV/LV | 0 | 0 | 0 |  | 0.010436 | 0.11572 | 0.36104 | 0.11572
Assets LV circuits | 0 | 0 | 0 |  | 0 | 0 | 0 | 0
Assets LV customer |  |  |  | 0 |  | 0 | 0 | 0
Assets HV customer |  |  |  | 0 |  | 0 | 0 | 0
Transmission exit | -0.34338 | -0.0092951 | -0.00039176 |  | 0.0090342 | 0.099784 | 0.31132 | 0.099784
Operating 132kV | -0.40919 | -0.041291 | -0.0024554 |  | 0.013607 | 0.14842 | 0.46308 | 0.14842
Operating 132kV/EHV | -0.063813 | -0.0064394 | -0.00038292 |  | 0.0069022 | 0.076152 | 0.23759 | 0.076152
Operating EHV | -0.067622 | -0.0077487 | -0.001146 |  | 0.0079499 | 0.087006 | 0.27146 | 0.087006
Operating EHV/HV | -0.11554 | -0.01324 | -0.0019581 |  | 0.013583 | 0.14866 | 0.46382 | 0.14866
Operating 132kV/HV | -0.1161 | -0.011715 | -0.00069666 |  | 0.0055743 | 0.061113 | 0.19067 | 0.061113
Operating HV | -0.58973 | -0.067575 | -0.009994 |  | 0.021314 | 0.22635 | 0.70621 | 0.22635
Operating HV/LV | 0 | 0 | 0 |  | 0.013366 | 0.14821 | 0.4624 | 0.14821
Operating LV circuits | 0 | 0 | 0 |  | 0 | 0 | 0 | 0
Operating LV customer |  |  |  | 0 |  | 0 | 0 | 0
Operating HV customer |  |  |  | 0 |  | 0 | 0 | 0
Scaler | 0 | 0 | 0 | 0 | 0 | 0 | 0 | 0
Rounding | 0.00011084 | -0.00045861 | -0.00018893 | 0 | 0.0001559 | 0.0015398 | 0.0048042 | 0.0015398
Total | -4.173 | -0.423 | -0.045 | 0 | 0.234 | 2.5497 | 7.9551 | 2.5497 | 0
HV Generation Intermittent
| Rate 1 units (MWh) | MPANs | Reactive power units (MVArh) | MWh/year | MWh/MPAN/year
HV Generation Intermittent | 987.742 | 4 | 376.0514 | 987.742 | 246.9355
| Unit rate 1 p/kWh | Fixed charge p/MPAN/day | Reactive power charge p/kVArh | Revenue (£/year) | Average p/kWh | Average £/MPAN/year
Assets 132kV | -0.11017 |  | 0.029417 | -977.5948 | -0.098973 | -244.3987
Assets 132kV/EHV | -0.017181 |  | 0.014922 | -113.5924 | -0.0115 | -28.3981
Assets EHV | -0.019789 |  | 0.017187 | -130.834 | -0.013246 | -32.7085
Assets EHV/HV | -0.025101 |  | 0.0218 | -165.9517 | -0.016801 | -41.4879
Assets 132kV/HV | -0.023205 |  | 0.0089463 | -195.5613 | -0.019799 | -48.8903
Assets HV | 0 |  | 0.022336 | 83.9945 | 0.0085037 | 20.9986
Assets HV/LV | 0 |  | 0 | 0 | 0 | 0
Assets LV circuits | 0 |  | 0 | 0 | 0 | 0
Assets LV customer |  | 0 |  | 0 | 0 | 0
Assets HV customer |  | 0 |  | 0 | 0 | 0
Transmission exit | -0.033609 |  | 0.008974 | -298.2278 | -0.030193 | -74.557
Operating 132kV | -0.050621 |  | 0.013516 | -449.1744 | -0.045475 | -112.2936
Operating 132kV/EHV | -0.0078943 |  | 0.0068562 | -52.1921 | -0.005284 | -13.048
Operating EHV | -0.0090925 |  | 0.0078969 | -60.1141 | -0.006086 | -15.0285
Operating EHV/HV | -0.015536 |  | 0.013493 | -102.7126 | -0.010399 | -25.6782
Operating 132kV/HV | -0.014362 |  | 0.0055371 | -121.0389 | -0.012254 | -30.2597
Operating HV | 0 |  | 0.021172 | 79.6192 | 0.0080607 | 19.9048
Operating HV/LV | 0 |  | 0 | 0 | 0 | 0
Operating LV circuits | 0 |  | 0 | 0 | 0 | 0
Operating LV customer |  | 0 |  | 0 | 0 | 0
Operating HV customer |  | 34.1722 |  | 498.9144 | 0.050511 | 124.7286
Scaler | 0 | 0 | 0 | 0 | 0 | 0
Rounding | -0.00043655 | -0.0022217 | -5.4519e-05 | -4.5494 | -0.00046059 | -1.1374
Total | -0.327 | 34.17 | 0.192 | -2009.0157 | -0.20339 | -502.2539
HV Generation Non-Intermittent
| Rate 1 units (MWh) | Rate 2 units (MWh) | Rate 3 units (MWh) | MPANs | Reactive power units (MVArh) | MWh/year | MWh/MPAN/year
HV Generation Non-Intermittent | 39368.899 | 133192.957 | 261885.645 | 81 | 4526.9914 | 434447.501 | 5363.5494
| Unit rate 1 p/kWh | Unit rate 2 p/kWh | Unit rate 3 p/kWh | Fixed charge p/MPAN/day | Reactive power charge p/kVArh | Average unit rate (p/kWh) | Revenue (£/year) | Average p/kWh | Average £/MPAN/year
Assets 132kV | -0.88463 | -0.089269 | -0.0053085 |  | 0.029417 | -0.11043 | -479741.7048 | -0.11043 | -5922.7371
Assets 132kV/EHV | -0.13796 | -0.013922 | -0.00082786 |  | 0.014922 | -0.017113 | -74347.6858 | -0.017113 | -917.8727
Assets EHV | -0.14619 | -0.016752 | -0.0024775 |  | 0.017187 | -0.019698 | -85578.1836 | -0.019698 | -1056.5208
Assets EHV/HV | -0.18544 | -0.021249 | -0.0031426 |  | 0.0218 | -0.024985 | -108548.616 | -0.024985 | -1340.1064
Assets 132kV/HV | -0.18632 | -0.018802 | -0.0011181 |  | 0.0089463 | -0.02323 | -100920.2824 | -0.02323 | -1245.9294
Assets HV | 0 | 0 | 0 |  | 0.022336 | 0.00023274 | 1011.1444 | 0.00023274 | 12.4833
Assets HV/LV | 0 | 0 | 0 |  | 0 | 0 | 0 | 0 | 0
Assets LV circuits | 0 | 0 | 0 |  | 0 | 0 | 0 | 0 | 0
Assets LV customer |  |  |  | 0 |  | 0 | 0 | 0 | 0
Assets HV customer |  |  |  | 0 |  | 0 | 0 | 0 | 0
Transmission exit | -0.3411 | -0.0092331 | -0.00038915 |  | 0.008974 | -0.033881 | -147196.2732 | -0.033881 | -1817.2379
Operating 132kV | -0.40646 | -0.041016 | -0.0024391 |  | 0.013516 | -0.050737 | -220426.3566 | -0.050737 | -2721.313
Operating 132kV/EHV | -0.063388 | -0.0063965 | -0.00038037 |  | 0.0068562 | -0.007863 | -34160.4437 | -0.007863 | -421.7339
Operating EHV | -0.067172 | -0.007697 | -0.0011384 |  | 0.0078969 | -0.0090507 | -39320.5073 | -0.0090507 | -485.4384
Operating EHV/HV | -0.11477 | -0.013151 | -0.001945 |  | 0.013493 | -0.015464 | -67184.0842 | -0.015464 | -829.4331
Operating 132kV/HV | -0.11532 | -0.011637 | -0.00069202 |  | 0.0055371 | -0.014377 | -62462.6733 | -0.014377 | -771.1441
Operating HV | 0 | 0 | 0 |  | 0.021172 | 0.00022062 | 958.4737 | 0.00022062 | 11.833
Operating HV/LV | 0 | 0 | 0 |  | 0 | 0 | 0 | 0 | 0
Operating LV circuits | 0 | 0 | 0 |  | 0 | 0 | 0 | 0 | 0
Operating LV customer |  |  |  | 0 |  | 0 | 0 | 0 | 0
Operating HV customer |  |  |  | 34.1722 |  | 0 | 10103.0173 | 0.0023255 | 124.7286
Scaler | 0 | 0 | 0 | 0 | 0 | 0 | 0 | 0 | 0
Rounding | -0.0002407 | 0.0001254 | -0.00014148 | -0.0022217 | -5.4519e-05 | -6.9217e-05 | -301.3671 | -6.9368e-05 | -3.7206
Total | -2.649 | -0.249 | -0.02 | 34.17 | 0.192 | -0.32644 | -1408115.5425 | -0.32412 | -17384.1425
HV Sub Generation Intermittent
| Rate 1 units (MWh) | MPANs | Reactive power units (MVArh) | MWh/year | MWh/MPAN/year
HV Sub Generation Intermittent | 0 | 0 | 0 | 0
| Unit rate 1 p/kWh | Fixed charge p/MPAN/day | Reactive power charge p/kVArh | Revenue (£/year) | Average p/kWh | Average £/MPAN/year
Assets 132kV | -0.10838 |  | 0.028938 | 0
Assets 132kV/EHV | -0.054976 |  | 0.014679 | 0
Assets EHV | -0.063321 |  | 0.016907 | 0
Assets EHV/HV | 0 |  | 0 | 0
Assets 132kV/HV | 0 |  | 0.011855 | 0
Assets HV | 0 |  | 0 | 0
Assets HV/LV | 0 |  | 0 | 0
Assets LV circuits | 0 |  | 0 | 0
Assets LV customer |  | 0 |  | 0
Assets HV customer |  | 0 |  | 0
Transmission exit | -0.033062 |  | 0.0088279 | 0
Operating 132kV | -0.049796 |  | 0.013296 | 0
Operating 132kV/EHV | -0.02526 |  | 0.0067446 | 0
Operating EHV | -0.029094 |  | 0.0077683 | 0
Operating EHV/HV | 0 |  | 0 | 0
Operating 132kV/HV | 0 |  | 0.005447 | 0
Operating HV | 0 |  | 0 | 0
Operating HV/LV | 0 |  | 0 | 0
Operating LV circuits | 0 |  | 0 | 0
Operating LV customer |  | 0 |  | 0
Operating HV customer |  | 34.1722 |  | 0
Scaler | 0 | 0 | 0 | 0
Rounding | -0.00011258 | -0.0022217 | -0.00046315 | 0
Total | -0.364 | 34.17 | 0.114 | 0 | 0 | 0
HV Sub Generation Non-Intermittent
| Rate 1 units (MWh) | Rate 2 units (MWh) | Rate 3 units (MWh) | MPANs | Reactive power units (MVArh) | MWh/year | MWh/MPAN/year
HV Sub Generation Non-Intermittent | 0 | 0 | 0 | 0 | 0 | 0
| Unit rate 1 p/kWh | Unit rate 2 p/kWh | Unit rate 3 p/kWh | Fixed charge p/MPAN/day | Reactive power charge p/kVArh | Average unit rate (p/kWh) | Revenue (£/year) | Average p/kWh | Average £/MPAN/year
Assets 132kV | -0.87023 | -0.087816 | -0.005222 |  | 0.028938 | 0 | 0
Assets 132kV/EHV | -0.44143 | -0.044546 | -0.0026489 |  | 0.014679 | 0 | 0
Assets EHV | -0.46779 | -0.053603 | -0.0079275 |  | 0.016907 | 0 | 0
Assets EHV/HV | 0 | 0 | 0 |  | 0 | 0 | 0
Assets 132kV/HV | 0 | 0 | 0 |  | 0.011855 | 0 | 0
Assets HV | 0 | 0 | 0 |  | 0 | 0 | 0
Assets HV/LV | 0 | 0 | 0 |  | 0 | 0 | 0
Assets LV circuits | 0 | 0 | 0 |  | 0 | 0 | 0
Assets LV customer |  |  |  | 0 |  | 0 | 0
Assets HV customer |  |  |  | 0 |  | 0 | 0
Transmission exit | -0.33554 | -0.0090828 | -0.00038282 |  | 0.0088279 | 0 | 0
Operating 132kV | -0.39984 | -0.040349 | -0.0023994 |  | 0.013296 | 0 | 0
Operating 132kV/EHV | -0.20283 | -0.020467 | -0.0012171 |  | 0.0067446 | 0 | 0
Operating EHV | -0.21493 | -0.024629 | -0.0036425 |  | 0.0077683 | 0 | 0
Operating EHV/HV | 0 | 0 | 0 |  | 0 | 0 | 0
Operating 132kV/HV | 0 | 0 | 0 |  | 0.005447 | 0 | 0
Operating HV | 0 | 0 | 0 |  | 0 | 0 | 0
Operating HV/LV | 0 | 0 | 0 |  | 0 | 0 | 0
Operating LV circuits | 0 | 0 | 0 |  | 0 | 0 | 0
Operating LV customer |  |  |  | 0 |  | 0 | 0
Operating HV customer |  |  |  | 34.1722 |  | 0 | 0
Scaler | 0 | 0 | 0 | 0 | 0 | 0 | 0
Rounding | -0.00040364 | 0.00049109 | 0.00044027 | -0.0022217 | -0.00046315 | 0 | 0
Total | -2.933 | -0.28 | -0.023 | 34.17 | 0.114 | 0 | 0 | 0 | 0

## M-Rev
Revenue matrix for WPD West Midlands in 2013/14 (April Tariffs 2013/14)
This sheet is for information only. It can be deleted without affecting any calculations elsewhere in the model.
3901. Revenue matrix by tariff
Revenue matrix by tariff, charging element and network level
| Assets 132kV | Assets 132kV/EHV | Assets EHV | Assets EHV/HV | Assets 132kV/HV | Assets HV | Assets HV/LV | Assets LV circuits | Assets LV customer | Assets HV customer | Transmission exit | Operating 132kV | Operating 132kV/EHV | Operating EHV | Operating EHV/HV | Operating 132kV/HV | Operating HV | Operating HV/LV | Operating LV circuits | Operating LV customer | Operating HV customer | Scaler | Rounding | Total net revenue by tariff (£/year)
Domestic Unrestricted | 18252915.2786 | 2846534.9291 | 3278596.6648 | 5601899.0965 | 5178747.83 | 17531352.5137 | 6432227.4511 | 2665217.6599 | 0 | 0 | 5568285.6567 | 8386645.5039 | 1307894.0542 | 1506412.9515 | 2573897.9858 | 2379473.1714 | 13137251.7794 | 8238030.9644 | 11734997.9867 | 13133512.8852 | 0 | 73002546.1313 | -9165.9312 | 202747274.5629
Domestic Two Rate | 3058102.9424 | 476909.9461 | 553036.5178 | 944933.179 | 867650.1115 | 2957203.6871 | 1084993.6832 | 434676.6181 | 0 | 0 | 963424.4154 | 1405102.9603 | 219125.2517 | 254103.038 | 434167.3358 | 398658.1757 | 2216002.9793 | 1389598.1798 | 1913888.4285 | 2141975.5133 | 0 | 12630895.6955 | 2110.8814 | 34346559.5401
Domestic Off Peak (related MPAN) | 9586.7043 | 1495.0428 | 2238.5705 | 3824.8823 | 2719.9559 | 11970.112 | 4391.8165 | 0 |  |  | 1165.6186 | 4404.7918 | 686.9255 | 1028.5534 | 1757.4142 | 1249.7349 | 8969.8941 | 5624.7887 | 0 |  |  | 15281.7453 | -78.878 | 76317.6726
Small Non Domestic Unrestricted | 3341897.2592 | 521167.5578 | 600273.0545 | 1025642.8056 | 948168.7125 | 3209787.479 | 1177666.3049 | 183863.9058 | 0 | 0 | 1019488.5743 | 1535497.6011 | 239460.2445 | 275806.754 | 471250.893 | 435653.9626 | 2405278.5566 | 1508288.0012 | 809555.856 | 2236963.5429 | 0 | 13365920.1891 | 10480.3789 | 35322111.6334
Small Non Domestic Two Rate | 1162273.6319 | 181256.1139 | 208002.7932 | 355399.2085 | 329762.2302 | 1112235.1008 | 408077.4226 | 44453.5123 | 0 | 0 | 346980.4992 | 534028.498 | 83281.5334 | 95570.7986 | 163294.8561 | 151515.4638 | 833461.7963 | 522642.3457 | 195729.5589 | 540839.6275 | 0 | 4549058.9856 | 217.077 | 11818081.0534
Small Non Domestic Off Peak (related MPAN) | 2366.7946 | 369.1007 | 499.3817 | 853.257 | 671.5109 | 2670.2997 | 979.729 | 0 |  |  | 539.4363 | 1087.4683 | 169.5903 | 229.4503 | 392.045 | 308.5383 | 2001.0093 | 1254.7812 | 0 |  |  | 7072.2352 | -19.0508 | 21445.5771
LV Medium Non-Domestic | 3062093.2887 | 477532.2391 | 540876.8575 | 924156.854 | 868782.2593 | 2892183.4019 | 1061137.8361 | 356120.2595 | 0 | 0 | 927533.9969 | 1406936.4 | 219411.1759 | 248516.0532 | 424621.2622 | 399178.3623 | 2167279.5361 | 1359044.9682 | 1568003.4659 | 353169.2553 | 0 | 12160357.3472 | 5731.0984 | 31422665.9178
LV Sub Medium Non-Domestic | 217.2804 | 33.8848 | 38.4203 | 65.6461 | 61.6472 | 205.4418 | 62.9998 | 0 | 0 | 0 | 65.7838 | 99.8336 | 15.569 | 17.653 | 30.1623 | 28.3249 | 153.9493 | 80.6866 | 0 | 44.3415 | 0 | 862.4532 | -0.46905 | 2083.6085
HV Medium Non-Domestic | 84037.4697 | 12344.4315 | 15228.0999 | 25386.7856 | 24094.1619 | 63138.0546 | 0 | 0 | 0 | 0 | 23475.6797 | 38612.5973 | 5671.8814 | 6996.8371 | 15712.6641 | 14912.6195 | 59849.1824 | 0 | 0 | 0 | 69287.8572 | 307775.9465 | -46.8823 | 766477.3861
LV HH Metered | 3347060.6192 | 521972.7817 | 591850.0473 | 1011251.0272 | 949633.6697 | 3741568.0557 | 2219313.7261 | 889605.3343 | 0 | 0 | 1007055.8354 | 1537870.004 | 239830.2198 | 271936.6448 | 464638.3195 | 436327.0647 | 2803772.3592 | 2842370.7548 | 3916947.1838 | 205463.0052 | 0 | 13202921.7991 | 7515.9489 | 40208904.4005
LV Sub HH Metered | 37856.5259 | 5903.7103 | 6711.986 | 11468.2812 | 10740.7172 | 101107.7917 | 37096.3001 | 0 | 0 | 0 | 11524.0882 | 17393.8934 | 2712.5708 | 3083.9483 | 5269.3177 | 4935.0247 | 75765.8895 | 47510.8306 | 0 | 815.6693 | 0 | 151085.6 | -256.9959 | 530725.1489
HV HH Metered | 13050513.6483 | 1751792.3765 | 2451919.4409 | 5404753.4994 | 5129558.6555 | 13441860.1289 | 0 | 0 | 0 | 0 | 3368135.9858 | 5996304.1488 | 804893.9818 | 1126580.5402 | 3345168.5273 | 3174841.9563 | 12741671.2941 | 0 | 0 | 0 | 943286.7722 | 44157666.8003 | -12575.2958 | 116876372.4605
HV Sub HH Metered | 0 | 0 | 0 | 0 | 0 | 0 | 0 | 0 | 0 | 0 | 0 | 0 | 0 | 0 | 0 | 0 | 0 | 0 | 0 | 0 | 0 | 0 | 0 | 0
NHH UMS category A | 88770.2589 | 13843.6868 | 15936.9437 | 27230.2938 | 25186.0472 | 85218.2217 | 31266.4402 | 12650.5459 | 0 |  | 27124.0536 | 40787.1664 | 6360.7425 | 7322.5287 | 12511.471 | 11572.2035 | 63858.9198 | 40044.2777 | 55700.5655 | 410281.3452 |  | 355607.65 | 222.3438 | 1331495.7058
NHH UMS category B | 60519.2549 | 9437.9539 | 10568.2414 | 18057.1837 | 17170.6248 | 56510.6309 | 20733.6674 | 8388.9375 | 0 |  | 22077.1684 | 27806.7108 | 4336.4456 | 4855.7775 | 8296.7129 | 7889.3668 | 42346.6692 | 26554.5015 | 36936.6321 | 217344.968 |  | 289440.8806 | -163.9847 | 889108.343
NHH UMS category C | 2646.0974 | 412.6578 | 447.7994 | 765.1222 | 750.7552 | 2394.4786 | 878.5307 | 355.4576 | 0 |  | 978.6623 | 1215.7992 | 189.6034 | 205.7499 | 351.5498 | 344.9486 | 1794.3207 | 1125.1721 | 1565.0856 | 4955.9964 |  | 12830.6706 | 3.6524 | 34212.1098
NHH UMS category D | 6453.7141 | 1006.4542 | 1187.8566 | 2029.6039 | 1831.0586 | 6351.7213 | 2330.4372 | 942.9056 | 0 |  | 1543.7632 | 2965.2804 | 462.4343 | 545.7831 | 932.5397 | 841.3143 | 4759.7105 | 2984.6914 | 4151.6293 | 35236.7787 |  | 20239.3785 | -18.3394 | 96778.7156
LV UMS (Pseudo HH Metered) | 437357.5028 | 68205.7298 | 76445.4818 | 130616.8215 | 124087.8065 | 408770.2228 | 149977.1935 | 60681.4643 | 0 |  | 158033.3158 | 200952.1372 | 31338.4064 | 35124.3156 | 60014.3573 | 57014.4784 | 306315.0623 | 192082.2566 | 267181.5035 | 1579394.0513 |  | 2071882.6469 | -707.8737 | 6414766.8806
LV Generation NHH | -505.3533 | -78.8096 | -90.7718 | -155.0951 | -143.3797 | -485.376 | -178.0837 | 0 | 0 | 0 | -154.1645 | -232.1941 | -36.2106 | -41.7068 | -71.2614 | -65.8785 | -363.7202 | -228.0795 | 0 | 0 | 0 | 0 | 2.1806 | -2827.904
LV Sub Generation NHH | 0 | 0 | 0 | 0 | 0 | 0 | 0 | 0 | 0 | 0 | 0 | 0 | 0 | 0 | 0 | 0 | 0 | 0 | 0 | 0 | 0 | 0 | 0 | 0
LV Generation Intermittent | -47.9009 | -5.6618 | -6.5211 | -11.1422 | -12.9422 | -46.0073 | -16.88 | 0.73392 | 0 | 0 | -14.6128 | -22.009 | -2.6014 | -2.9963 | -5.1195 | -5.9466 | -34.4759 | -21.619 | 3.2315 | 0 | 0 | 0 | 0.22769 | -252.2429
LV Generation Non-Intermittent | -2972.4552 | -454.4625 | -522.3204 | -892.4507 | -840.0909 | -2848.9463 | -1045.2742 | 3.6895 | 0 | 0 | -895.444 | -1365.7505 | -208.8113 | -239.9899 | -410.0533 | -385.9956 | -2134.8795 | -1338.7278 | 16.2449 | 0 | 0 | 0 | 8.3752 | -16527.3425
LV Sub Generation Intermittent | 0 | 0 | 0 | 0 | 0 | 0 | 0 | 0 | 0 | 0 | 0 | 0 | 0 | 0 | 0 | 0 | 0 | 0 | 0 | 0 | 0 | 0 | 0 | 0
LV Sub Generation Non-Intermittent | 1.0079 | 0.51711 | 0.59081 | 1.0095 | 0.41499 | 0.94242 | 0.36104 | 0 | 0 | 0 | 0.31132 | 0.46308 | 0.23759 | 0.27146 | 0.46382 | 0.19067 | 0.70621 | 0.4624 | 0 | 0 | 0 | 0 | 0.0048042 | 7.9551
HV Generation Intermittent | -977.5948 | -113.5924 | -130.834 | -165.9517 | -195.5613 | 83.9945 | 0 | 0 | 0 | 0 | -298.2278 | -449.1744 | -52.1921 | -60.1141 | -102.7126 | -121.0389 | 79.6192 | 0 | 0 | 0 | 498.9144 | 0 | -4.5494 | -2009.0157
HV Generation Non-Intermittent | -479741.7048 | -74347.6858 | -85578.1836 | -108548.616 | -100920.2824 | 1011.1444 | 0 | 0 | 0 | 0 | -147196.2732 | -220426.3566 | -34160.4437 | -39320.5073 | -67184.0842 | -62462.6733 | 958.4737 | 0 | 0 | 0 | 10103.0173 | 0 | -301.3671 | -1408115.5425
HV Sub Generation Intermittent | 0 | 0 | 0 | 0 | 0 | 0 | 0 | 0 | 0 | 0 | 0 | 0 | 0 | 0 | 0 | 0 | 0 | 0 | 0 | 0 | 0 | 0 | 0 | 0
HV Sub Generation Non-Intermittent | 0 | 0 | 0 | 0 | 0 | 0 | 0 | 0 | 0 | 0 | 0 | 0 | 0 | 0 | 0 | 0 | 0 | 0 | 0 | 0 | 0 | 0 | 0 | 0
3902. Revenues by charging element and network level
Total net revenue by charging element and network level (£/year)
| Assets 132kV | Assets 132kV/EHV | Assets EHV | Assets EHV/HV | Assets 132kV/HV | Assets HV | Assets HV/LV | Assets LV circuits | Assets LV customer | Assets HV customer | Transmission exit | Operating 132kV | Operating 132kV/EHV | Operating EHV | Operating EHV/HV | Operating 132kV/HV | Operating HV | Operating HV/LV | Operating LV circuits | Operating LV customer | Operating HV customer | Scaler | Rounding | Total net revenue (£/year)
Revenues by charging element and network level | 45520424.2702 | 6815218.9018 | 8267530.1172 | 15378561.3011 | 14377505.9125 | 45622243.0939 | 12629893.6613 | 4656961.0242 | 0 | 0 | 13298874.1227 | 20915215.7733 | 3131380.609 | 3798672.3341 | 7914534.6465 | 7411703.3686 | 36869038.6315 | 16175649.2366 | 20504677.3722 | 20859996.9797 | 1023176.5611 | 176301446.1547 | 2952.5519 | 481475656.6243

## CData
Additional calculations for tariff comparisons for WPD West Midlands in 2013/14 (April Tariffs 2013/14)
This sheet is for information only. It can be deleted without affecting any calculations elsewhere in the model.
4001. Revenues under current tariffs (£)
Data sources:
x1 = 1201. Current revenues if known (£) (in Current tariff information)
x2 = 1010. Days in the charging year (in Financial and general assumptions)
x3 = 1201. Current Fixed charge p/MPAN/day (in Current tariff information)
x4 = 1053. MPANs by tariff (in Volume forecasts for the charging year)
x5 = 1201. Current Capacity charge p/kVA/day (in Current tariff information)
x6 = 1053. Import capacity (kVA) by tariff (in Volume forecasts for the charging year)
x7 = 1201. Current Unit rate 1 p/kWh (in Current tariff information)
x8 = 1053. Rate 1 units (MWh) by tariff (in Volume forecasts for the charging year)
x9 = 1201. Current Unit rate 2 p/kWh (in Current tariff information)
x10 = 1053. Rate 2 units (MWh) by tariff (in Volume forecasts for the charging year)
x11 = 1201. Current Unit rate 3 p/kWh (in Current tariff information)
x12 = 1053. Rate 3 units (MWh) by tariff (in Volume forecasts for the charging year)
x13 = 1201. Current Reactive power charge p/kVArh (in Current tariff information)
x14 = 1053. Reactive power units (MVArh) by tariff (in Volume forecasts for the charging year)
Calculation =IF(x1,x1,0.01*x2*(x3*x4+x5*x6)+10*(x7*x8+x9*x10+x11*x12+x13*x14))
Revenues under current tariffs (£)
Domestic Unrestricted | 171419483.7553
Domestic Two Rate | 30412037.592
Domestic Off Peak (related MPAN) | 71783.9495
Small Non Domestic Unrestricted | 31817685.2111
Small Non Domestic Two Rate | 10386654.2435
Small Non Domestic Off Peak (related MPAN) | 20037.2109
LV Medium Non-Domestic | 25861719.4988
LV Sub Medium Non-Domestic | 1265.0954
HV Medium Non-Domestic | 605643.1649
LV HH Metered | 33614199.1014
LV Sub HH Metered | 469488.1464
HV HH Metered | 98121760.6812
HV Sub HH Metered | 0
NHH UMS category A | #VALUE!
NHH UMS category B | #VALUE!
NHH UMS category C | #VALUE!
NHH UMS category D | #VALUE!
LV UMS (Pseudo HH Metered) | 5368447.8785
4002. All-the-way volumes
Data sources:
x1 = 1053. Rate 1 units (MWh) by tariff (in Volume forecasts for the charging year)
x2 = 1053. Rate 2 units (MWh) by tariff (in Volume forecasts for the charging year)
x3 = 1053. Rate 3 units (MWh) by tariff (in Volume forecasts for the charging year)
x4 = 1053. MPANs by tariff (in Volume forecasts for the charging year)
x5 = 1053. Import capacity (kVA) by tariff (in Volume forecasts for the charging year)
x6 = 1053. Reactive power units (MVArh) by tariff (in Volume forecasts for the charging year)
x7 = 3802. All units (MWh) (in Revenue summary)
Kind: | Copy cells | Copy cells | Copy cells | Copy cells | Copy cells | Copy cells | Copy cells
Formula: | = x1 | = x2 | = x3 | = x4 | = x5 | = x6 | = x7
| Rate 1 units (MWh) | Rate 2 units (MWh) | Rate 3 units (MWh) | MPANs | Import capacity (kVA) | Reactive power units (MVArh) | All units (MWh)
Domestic Unrestricted | 7188253.0837 | 0 | 0 | 1922702 | 0 | 0 | 7188253.0837
Domestic Two Rate | 1030801.3401 | 770885.2424 | 0 | 314618 | 0 | 0 | 1801686.5825
Domestic Off Peak (related MPAN) | 37781.026 | 0 | 0 | 0 | 0 | 0 | 37781.026
Small Non Domestic Unrestricted | 1667665.7642 | 0 | 0 | 132921 | 0 | 0 | 1667665.7642
Small Non Domestic Two Rate | 472549.4891 | 214687.7201 | 0 | 32175 | 0 | 0 | 687237.2092
Small Non Domestic Off Peak (related MPAN) | 6401.6648 | 0 | 0 | 0 | 0 | 0 | 6401.6648
LV Medium Non-Domestic | 1307127.2321 | 315613.5147 | 0 | 17765 | 0 | 0 | 1622740.7467
LV Sub Medium Non-Domestic | 93.6406 | 24.5924 | 0 | 3 | 0 | 0 | 118.2329
HV Medium Non-Domestic | 37255.5538 | 10222.2194 | 0 | 273 | 0 | 0 | 47477.7732
LV HH Metered | 209180.978 | 833098.6941 | 858293.1853 | 6018 | 983000 | 164557.5686 | 1900572.8575
LV Sub HH Metered | 2299.1097 | 8498.849 | 10550.7646 | 32 | 17000 | 603.104 | 21348.7233
HV HH Metered | 792514.2414 | 3163549.9177 | 4024837.01 | 3709 | 2873000 | 1033930.8586 | 7980901.1691
HV Sub HH Metered | 0 | 0 | 0 | 0 | 0 | 0 | 0
NHH UMS category A | 64233.1532 | 0 | 0 | 0 | 0 | 0 | 64233.1532
NHH UMS category B | 34027.2664 | 0 | 0 | 0 | 0 | 0 | 34027.2664
NHH UMS category C | 775.9048 | 0 | 0 | 0 | 0 | 0 | 775.9048
NHH UMS category D | 5516.6276 | 0 | 0 | 0 | 0 | 0 | 5516.6276
LV UMS (Pseudo HH Metered) | 11973.6322 | 27603.8991 | 208157.8331 | 0 | 0 | 0 | 247735.3643
LV Generation NHH | 444.639 | 0 | 0 | 96 | 0 | 0 | 444.639
LV Sub Generation NHH | 0 | 0 | 0 | 0 | 0 | 0 | 0
LV Generation Intermittent | 46.675 | 0 | 0 | 20 | 0 | 16.962 | 46.675
LV Generation Non-Intermittent | 231.313 | 877.749 | 1443.464 | 57 | 0 | 85.2694 | 2552.526
LV Sub Generation Intermittent | 0 | 0 | 0 | 0 | 0 | 0 | 0
LV Sub Generation Non-Intermittent | 0 | 0 | 0.312 | 0 | 0 | 3.4596 | 0.312
HV Generation Intermittent | 987.742 | 0 | 0 | 4 | 0 | 376.0514 | 987.742
HV Generation Non-Intermittent | 39368.899 | 133192.957 | 261885.645 | 81 | 0 | 4526.9914 | 434447.501
HV Sub Generation Intermittent | 0 | 0 | 0 | 0 | 0 | 0 | 0
HV Sub Generation Non-Intermittent | 0 | 0 | 0 | 0 | 0 | 0 | 0
4003. Normalised to
Normalised to
Domestic Unrestricted | = x1: MPAN
Domestic Two Rate | = x1: MPAN
Domestic Off Peak (related MPAN) | = x1: MPAN
Small Non Domestic Unrestricted | = x1: MPAN
Small Non Domestic Two Rate | = x1: MPAN
Small Non Domestic Off Peak (related MPAN) | = x1: MPAN
LV Medium Non-Domestic | = x1: MPAN
LV Sub Medium Non-Domestic | = x1: MPAN
HV Medium Non-Domestic | = x1: MPAN
LV HH Metered | = x1: kVA
LV Sub HH Metered | = x1: kVA
HV HH Metered | = x1: kVA
HV Sub HH Metered | = x1: kVA
NHH UMS category A | = x1: MWh
NHH UMS category B | = x1: MWh
NHH UMS category C | = x1: MWh
NHH UMS category D | = x1: MWh
LV UMS (Pseudo HH Metered) | = x1: MWh
LV Generation NHH | = x1: MWh
LV Sub Generation NHH | = x1: MWh
LV Generation Intermittent | = x1: MWh
LV Generation Non-Intermittent | = x1: MWh
LV Sub Generation Intermittent | = x1: MWh
LV Sub Generation Non-Intermittent | = x1: MWh
HV Generation Intermittent | = x1: MWh
HV Generation Non-Intermittent | = x1: MWh
HV Sub Generation Intermittent | = x1: MWh
HV Sub Generation Non-Intermittent | = x1: MWh
4004. Normalised volumes for comparisons
Data sources:
x1 = 4002. Rate 1 units (MWh) by tariff (in Volume forecasts for the charging year) (in All-the-way volumes)
x2 = 4003. Normalised to
x3 = 4002. Import capacity (kVA) by tariff (in Volume forecasts for the charging year) (in All-the-way volumes)
x4 = 4002. MPANs by tariff (in Volume forecasts for the charging year) (in All-the-way volumes)
x5 = 4002. All units (MWh) (in Revenue summary) (in All-the-way volumes)
x6 = 4002. Rate 2 units (MWh) by tariff (in Volume forecasts for the charging year) (in All-the-way volumes)
x7 = 4002. Rate 3 units (MWh) by tariff (in Volume forecasts for the charging year) (in All-the-way volumes)
x8 = 4002. Reactive power units (MVArh) by tariff (in Volume forecasts for the charging year) (in All-the-way volumes)
x9 = 1010. Days in the charging year (in Financial and general assumptions)
x10 = 3607. Fixed charge p/MPAN/day (in Tariffs)
x11 = Normalised MPANs (in Normalised volumes for comparisons)
x12 = 3607. Capacity charge p/kVA/day (in Tariffs)
x13 = Normalised Import capacity (kVA) (in Normalised volumes for comparisons)
x14 = 3607. Unit rate 1 p/kWh (in Tariffs)
x15 = Normalised Rate 1 units (MWh) (in Normalised volumes for comparisons)
x16 = 3607. Unit rate 2 p/kWh (in Tariffs)
x17 = Normalised Rate 2 units (MWh) (in Normalised volumes for comparisons)
x18 = 3607. Unit rate 3 p/kWh (in Tariffs)
x19 = Normalised Rate 3 units (MWh) (in Normalised volumes for comparisons)
x20 = 3607. Reactive power charge p/kVArh (in Tariffs)
x21 = Normalised Reactive power units (MVArh) (in Normalised volumes for comparisons)
Kind: | Calculation | Calculation | Calculation | Calculation | Calculation | Calculation | Calculation
Formula: | =x1/IF(x2="kVA",IF(x3,x3,1),IF(x2="MPAN",IF(x4,x4,1),IF(x5,x5,1))) | =x6/IF(x2="kVA",IF(x3,x3,1),IF(x2="MPAN",IF(x4,x4,1),IF(x5,x5,1))) | =x7/IF(x2="kVA",IF(x3,x3,1),IF(x2="MPAN",IF(x4,x4,1),IF(x5,x5,1))) | =x4/IF(x2="kVA",IF(x3,x3,1),IF(x2="MPAN",IF(x4,x4,1),IF(x5,x5,1))) | =x3/IF(x2="kVA",IF(x3,x3,1),IF(x2="MPAN",IF(x4,x4,1),IF(x5,x5,1))) | =x8/IF(x2="kVA",IF(x3,x3,1),IF(x2="MPAN",IF(x4,x4,1),IF(x5,x5,1))) | =0.01*x9*(x10*x11+x12*x13)+10*(x14*x15+x16*x17+x18*x19+x20*x21)
| Normalised Rate 1 units (MWh) | Normalised Rate 2 units (MWh) | Normalised Rate 3 units (MWh) | Normalised MPANs | Normalised Import capacity (kVA) | Normalised Reactive power units (MVArh) | Normalised revenues (£)
Domestic Unrestricted
Domestic Unrestricted | 3.7386 | 0 | 0 | 1 | 0 | 0 | 105.1948
LDNO LV: Domestic Unrestricted | 3.7386 | 0 | 0 | 1 | 0 | 0 | 72.7012
LDNO HV: Domestic Unrestricted | 3.7386 | 0 | 0 | 1 | 0 | 0 | 52.5044
Domestic Two Rate
Domestic Two Rate | 3.2764 | 2.4502 | 0 | 1 | 0 | 0 | 109.123
LDNO LV: Domestic Two Rate | 3.2764 | 2.4502 | 0 | 1 | 0 | 0 | 75.4181
LDNO HV: Domestic Two Rate | 3.2764 | 2.4502 | 0 | 1 | 0 | 0 | 54.4655
Domestic Off Peak (related MPAN)
Domestic Off Peak (related MPAN) | 37781.026 | 0 | 0 | 0 | 0 | 0 | 76317.6726
LDNO LV: Domestic Off Peak (related MPAN) | 37781.026 | 0 | 0 | 0 | 0 | 0 | 52893.4364
LDNO HV: Domestic Off Peak (related MPAN) | 37781.026 | 0 | 0 | 0 | 0 | 0 | 38158.8363
Small Non Domestic Unrestricted
Small Non Domestic Unrestricted | 12.5463 | 0 | 0 | 1 | 0 | 0 | 265.1613
LDNO LV: Small Non Domestic Unrestricted | 12.5463 | 0 | 0 | 1 | 0 | 0 | 183.2793
LDNO HV: Small Non Domestic Unrestricted | 12.5463 | 0 | 0 | 1 | 0 | 0 | 132.4369
Small Non Domestic Two Rate
Small Non Domestic Two Rate | 14.6869 | 6.6725 | 0 | 1 | 0 | 0 | 366.6201
LDNO LV: Small Non Domestic Two Rate | 14.6869 | 6.6725 | 0 | 1 | 0 | 0 | 253.3531
LDNO HV: Small Non Domestic Two Rate | 14.6869 | 6.6725 | 0 | 1 | 0 | 0 | 183.0715
Small Non Domestic Off Peak (related MPAN)
Small Non Domestic Off Peak (related MPAN) | 6401.6648 | 0 | 0 | 0 | 0 | 0 | 21445.5771
LDNO LV: Small Non Domestic Off Peak (related MPAN) | 6401.6648 | 0 | 0 | 0 | 0 | 0 | 14851.8624
LDNO HV: Small Non Domestic Off Peak (related MPAN) | 6401.6648 | 0 | 0 | 0 | 0 | 0 | 10690.7802
LV Medium Non-Domestic
LV Medium Non-Domestic | 73.5788 | 17.766 | 0 | 1 | 0 | 0 | 1764.1772
LDNO LV: LV Medium Non-Domestic | 73.5788 | 17.766 | 0 | 1 | 0 | 0 | 1219.1711
LDNO HV: LV Medium Non-Domestic | 73.5788 | 17.766 | 0 | 1 | 0 | 0 | 880.5258
LV Sub Medium Non-Domestic
LV Sub Medium Non-Domestic | 31.2135 | 8.1975 | 0 | 1 | 0 | 0 | 694.5362
HV Medium Non-Domestic
HV Medium Non-Domestic | 136.4672 | 37.444 | 0 | 1 | 0 | 0 | 2807.6095
LV HH Metered
LV HH Metered | 0.2128 | 0.84751 | 0.87314 | 0.0061221 | 1 | 0.1674 | 40.5092
LDNO LV: LV HH Metered | 0.2128 | 0.84751 | 0.87314 | 0.0061221 | 1 | 0.1674 | 28.0108
LDNO HV: LV HH Metered | 0.2128 | 0.84751 | 0.87314 | 0.0061221 | 1 | 0.1674 | 20.214
LV Sub HH Metered
LV Sub HH Metered | 0.13524 | 0.49993 | 0.62063 | 0.0018824 | 1 | 0.035477 | 30.2391
LDNO HV: LV Sub HH Metered | 0.13524 | 0.49993 | 0.62063 | 0.0018824 | 1 | 0.035477 | 22.5529
HV HH Metered
HV HH Metered | 0.27585 | 1.1011 | 1.4009 | 0.001291 | 1 | 0.35988 | 40.6112
LDNO HV: HV HH Metered | 0.27585 | 1.1011 | 1.4009 | 0.001291 | 1 | 0.35988 | 34.4145
HV Sub HH Metered
HV Sub HH Metered | 0 | 0 | 0 | 0 | 0 | 0 | 0
NHH UMS category A
NHH UMS category A | 1 | 0 | 0 | 0 | 0 | 0 | 20.69
LDNO LV: NHH UMS category A | 1 | 0 | 0 | 0 | 0 | 0 | 14.3
LDNO HV: NHH UMS category A | 1 | 0 | 0 | 0 | 0 | 0 | 10.33
NHH UMS category B
NHH UMS category B | 1 | 0 | 0 | 0 | 0 | 0 | 26.08
LDNO LV: NHH UMS category B | 1 | 0 | 0 | 0 | 0 | 0 | 18.03
LDNO HV: NHH UMS category B | 1 | 0 | 0 | 0 | 0 | 0 | 13.02
NHH UMS category C
NHH UMS category C | 1 | 0 | 0 | 0 | 0 | 0 | 44.01
LDNO LV: NHH UMS category C | 1 | 0 | 0 | 0 | 0 | 0 | 30.42
LDNO HV: NHH UMS category C | 1 | 0 | 0 | 0 | 0 | 0 | 21.97
NHH UMS category D
NHH UMS category D | 1 | 0 | 0 | 0 | 0 | 0 | 17.51
LDNO LV: NHH UMS category D | 1 | 0 | 0 | 0 | 0 | 0 | 12.1
LDNO HV: NHH UMS category D | 1 | 0 | 0 | 0 | 0 | 0 | 8.74
LV UMS (Pseudo HH Metered)
LV UMS (Pseudo HH Metered) | 0.048332 | 0.11142 | 0.84024 | 0 | 0 | 0 | 25.8936
LDNO LV: LV UMS (Pseudo HH Metered) | 0.048332 | 0.11142 | 0.84024 | 0 | 0 | 0 | 17.8984
LDNO HV: LV UMS (Pseudo HH Metered) | 0.048332 | 0.11142 | 0.84024 | 0 | 0 | 0 | 12.9233
LV Generation NHH
LV Generation NHH | 1 | 0 | 0 | 0.21591 | 0 | 0 | -6.36
LDNO LV: LV Generation NHH | 1 | 0 | 0 | 0.21591 | 0 | 0 | -6.36
LDNO HV: LV Generation NHH | 1 | 0 | 0 | 0.21591 | 0 | 0 | -6.36
LV Sub Generation NHH
LV Sub Generation NHH | 0 | 0 | 0 | 0 | 0 | 0 | 0
LDNO HV: LV Sub Generation NHH | 0 | 0 | 0 | 0 | 0 | 0 | 0
LV Generation Intermittent
LV Generation Intermittent | 1 | 0 | 0 | 0.42849 | 0 | 0.36341 | -5.4042
LDNO LV: LV Generation Intermittent | 1 | 0 | 0 | 0.42849 | 0 | 0.36341 | -5.4042
LDNO HV: LV Generation Intermittent | 1 | 0 | 0 | 0.42849 | 0 | 0.36341 | -5.4042
LV Generation Non-Intermittent
LV Generation Non-Intermittent | 0.090621 | 0.34387 | 0.5655 | 0.022331 | 0 | 0.033406 | -6.4749
LDNO LV: LV Generation Non-Intermittent | 0.090621 | 0.34387 | 0.5655 | 0.022331 | 0 | 0.033406 | -6.4749
LDNO HV: LV Generation Non-Intermittent | 0.090621 | 0.34387 | 0.5655 | 0.022331 | 0 | 0.033406 | -6.4749
LV Sub Generation Intermittent
LV Sub Generation Intermittent | 0 | 0 | 0 | 0 | 0 | 0 | 0
LDNO HV: LV Sub Generation Intermittent | 0 | 0 | 0 | 0 | 0 | 0 | 0
LV Sub Generation Non-Intermittent
LV Sub Generation Non-Intermittent | 0 | 0 | 1 | 0 | 0 | 11.0885 | 25.497
LDNO HV: LV Sub Generation Non-Intermittent | 0 | 0 | 1 | 0 | 0 | 11.0885 | 25.497
HV Generation Intermittent
HV Generation Intermittent | 1 | 0 | 0 | 0.0040496 | 0 | 0.38072 | -2.0339
LDNO HV: HV Generation Intermittent | 1 | 0 | 0 | 0.0040496 | 0 | 0.38072 | -2.539
HV Generation Non-Intermittent
HV Generation Non-Intermittent | 0.090618 | 0.30658 | 0.6028 | 0.00018644 | 0 | 0.01042 | -3.2412
LDNO HV: HV Generation Non-Intermittent | 0.090618 | 0.30658 | 0.6028 | 0.00018644 | 0 | 0.01042 | -3.2644
HV Sub Generation Intermittent
HV Sub Generation Intermittent | 0 | 0 | 0 | 0 | 0 | 0 | 0
HV Sub Generation Non-Intermittent
HV Sub Generation Non-Intermittent | 0 | 0 | 0 | 0 | 0 | 0 | 0
4005. LDNO LV charges (normalised £)
Data sources:
x1 = 4004. Normalised revenues (£) (in Normalised volumes for comparisons)
Copy cells = x1
LDNO LV charges (normalised £)
LDNO LV: Domestic Unrestricted | = x1: 72.7012
LDNO LV: Domestic Two Rate | = x1: 75.4181
LDNO LV: Domestic Off Peak (related MPAN) | = x1: 52893.4364
LDNO LV: Small Non Domestic Unrestricted | = x1: 183.2793
LDNO LV: Small Non Domestic Two Rate | = x1: 253.3531
LDNO LV: Small Non Domestic Off Peak (related MPAN) | = x1: 14851.8624
LDNO LV: LV Medium Non-Domestic | = x1: 1219.1711
LDNO LV: LV HH Metered | = x1: 28.0108
N/A | bar: = x1
N/A | bar: = x1
LDNO LV: NHH UMS category A | = x1: 14.3
LDNO LV: NHH UMS category B | = x1: 18.03
LDNO LV: NHH UMS category C | = x1: 30.42
LDNO LV: NHH UMS category D | = x1: 12.1
LDNO LV: LV UMS (Pseudo HH Metered) | = x1: 17.8984
LDNO LV: LV Generation NHH | = x1: -6.36
N/A | bar: = x1
LDNO LV: LV Generation Intermittent | = x1: -5.4042
LDNO LV: LV Generation Non-Intermittent | = x1: -6.4749
N/A | bar: = x1
N/A | bar: = x1
N/A | bar: = x1
N/A | bar: = x1
4006. LDNO HV charges (normalised £)
Data sources:
x1 = 4004. Normalised revenues (£) (in Normalised volumes for comparisons)
Copy cells = x1
LDNO HV charges (normalised £)
LDNO HV: Domestic Unrestricted | = x1: 52.5044
LDNO HV: Domestic Two Rate | = x1: 54.4655
LDNO HV: Domestic Off Peak (related MPAN) | = x1: 38158.8363
LDNO HV: Small Non Domestic Unrestricted | = x1: 132.4369
LDNO HV: Small Non Domestic Two Rate | = x1: 183.0715
LDNO HV: Small Non Domestic Off Peak (related MPAN) | = x1: 10690.7802
LDNO HV: LV Medium Non-Domestic | = x1: 880.5258
LDNO HV: LV HH Metered | = x1: 20.214
LDNO HV: LV Sub HH Metered | = x1: 22.5529
LDNO HV: HV HH Metered | = x1: 34.4145
LDNO HV: NHH UMS category A | = x1: 10.33
LDNO HV: NHH UMS category B | = x1: 13.02
LDNO HV: NHH UMS category C | = x1: 21.97
LDNO HV: NHH UMS category D | = x1: 8.74
LDNO HV: LV UMS (Pseudo HH Metered) | = x1: 12.9233
LDNO HV: LV Generation NHH | = x1: -6.36
LDNO HV: LV Sub Generation NHH | = x1: 0
LDNO HV: LV Generation Intermittent | = x1: -5.4042
LDNO HV: LV Generation Non-Intermittent | = x1: -6.4749
LDNO HV: LV Sub Generation Intermittent | = x1: 0
LDNO HV: LV Sub Generation Non-Intermittent | = x1: 25.497
LDNO HV: HV Generation Intermittent | = x1: -2.539
LDNO HV: HV Generation Non-Intermittent | = x1: -3.2644

## CTables
Tariff comparisons for WPD West Midlands in 2013/14 (April Tariffs 2013/14)
This sheet is for information only. It can be deleted without affecting any calculations elsewhere in the model.
4101. Comparison with current all-the-way demand tariffs
Data sources:
x1 = 4001. Revenues under current tariffs (£)
x2 = 3802. Net revenues (£) (in Revenue summary)
x3 = 3802. All units (MWh) (in Revenue summary)
x4 = 1053. MPANs by tariff (in Volume forecasts for the charging year)
Kind: | Calculation | Calculation | Copy cells
Formula: | =IF(x1,x2/x1-1,"") | =(x2-x1)/IF(x3,x3,1)/10 | = x4
| Change | Absolute change (average p/kWh) | MPANs
Domestic Unrestricted | 17.99% | 0.42901 | 1922702
Domestic Two Rate | 12.89% | 0.21758 | 314618
Domestic Off Peak (related MPAN) | 6.316% | 0.012 | 0
Small Non Domestic Unrestricted | 10.77% | 0.20555 | 132921
Small Non Domestic Two Rate | 13.57% | 0.20507 | 32175
Small Non Domestic Off Peak (related MPAN) | 7.029% | 0.022 | 0
LV Medium Non-Domestic | 21.19% | 0.33763 | 17765
LV Sub Medium Non-Domestic | 64.7% | 0.69229 | 3
HV Medium Non-Domestic | 26.56% | 0.33876 | 273
LV HH Metered | 18.46% | 0.32655 | 6018
LV Sub HH Metered | 9.495% | 0.2088 | 32
HV HH Metered | 18.91% | 0.23248 | 3709
HV Sub HH Metered |  | 0 | 0
NHH UMS category A | #VALUE! | #VALUE! | 0
NHH UMS category B | #VALUE! | #VALUE! | 0
NHH UMS category C | #VALUE! | #VALUE! | 0
NHH UMS category D | #VALUE! | #VALUE! | 0
LV UMS (Pseudo HH Metered) | 19.49% | 0.42235 | 0
4102. LDNO margins in use of system charges
Data sources:
x1 = 4003. Normalised to
x2 = 4004. Normalised revenues (£) (in Normalised volumes for comparisons)
x3 = 4005. LDNO LV charges (normalised £)
x4 = All-the-way charges (normalised £) (in LDNO margins in use of system charges)
x5 = 4006. LDNO HV charges (normalised £)
Kind: | Copy cells | Copy cells | Calculation | Calculation
Formula: | = x1 | = x2 | =IF(x3,x4-x3,"") | =IF(x5,x4-x5,"")
| Normalised to | All-the-way charges (normalised £) | LDNO LV margin (normalised £) | LDNO HV margin (normalised £)
Domestic Unrestricted | MPAN | 105.1948 | 32.4935 | 52.6904
Domestic Two Rate | MPAN | 109.123 | 33.7049 | 54.6575
Domestic Off Peak (related MPAN) | MPAN | 76317.6726 | 23424.2361 | 38158.8363
Small Non Domestic Unrestricted | MPAN | 265.1613 | 81.882 | 132.7244
Small Non Domestic Two Rate | MPAN | 366.6201 | 113.267 | 183.5486
Small Non Domestic Off Peak (related MPAN) | MPAN | 21445.5771 | 6593.7148 | 10754.7969
LV Medium Non-Domestic | MPAN | 1764.1772 | 545.0061 | 883.6514
LV HH Metered | kVA | 40.5092 | 12.4984 | 20.2952
LV Sub HH Metered | kVA | 30.2391 |  | 7.6862
HV HH Metered | kVA | 40.6112 |  | 6.1966
NHH UMS category A | MWh | 20.69 | 6.39 | 10.36
NHH UMS category B | MWh | 26.08 | 8.05 | 13.06
NHH UMS category C | MWh | 44.01 | 13.59 | 22.04
NHH UMS category D | MWh | 17.51 | 5.41 | 8.77
LV UMS (Pseudo HH Metered) | MWh | 25.8936 | 7.9953 | 12.9703
LV Generation NHH | MWh | -6.36 | 0 | 0
LV Sub Generation NHH | MWh | 0
LV Generation Intermittent | MWh | -5.4042 | 0 | 0
LV Generation Non-Intermittent | MWh | -6.4749 | 0 | 0
LV Sub Generation Intermittent | MWh | 0
LV Sub Generation Non-Intermittent | MWh | 25.497 |  | 0
HV Generation Intermittent | MWh | -2.0339 |  | 0.50507
HV Generation Non-Intermittent | MWh | -3.2412 |  | 0.023253