## Table 1
Schedule 15 table 1
Company Name: WPD South West
Date:01/08/2013
| Description | Licence Term | CRC | [11 empty] | Assumptions
| Regulatory Year |  |  | t-1 | t | t+1 | t+2 | t+3 | t+4 | t+5 | t+6 | t+7 | t+8 | t+9
| Regulatory Year |  |  | 2012/13 | 2013/14 | 2014/15 | 2015/16 | 2016/17 | 2017/18 | 2018/19 | 2019/20 | 2020/21 | 2021/22 | 2022/23 | Please specify year (i.e. 2013/14)
Base Demand Before Inflation (A1)PUt | Base Demand Before Inflation (A1) | PUt | CRC3 | 281.6 | 305 | 327.9 | 273.1747 | 275.9064 | 278.6655 | 281.4522 | 284.2667 | 287.1093 | 289.9804 | 292.8802 | Actual Base Demand Up To 2014/15. Forecast Base Demand 2015/16 and 2016/17
RPI Effective % (A2)PIADt | RPI Effective % (A2) | PIADt | CRC3 | 1.1011 | 1.1342 | 1.1659 | 1.1737 | 1.2065 | 1.2403 | 1.2751 | 1.3108 | 1.3475 | 1.3852 | 1.424 | Inflation assumed to be 4.69% for 2011/12 base income, 5.18% for 2012/13, 3.00% for 2013/14, 2.8% thereafter.
Merger adjustment (A3)MGt | Merger adjustment (A3) | MGt | CRC3 | [11 empty] | Zero Merger Adjustment
Base Demand Revenue (A): [A = A1 * A2 - A3]BRt | Base Demand Revenue (A): [A = A1 * A2 - A3] | BRt | CRC3 | 310.078 | 345.9198 | 382.3051 | 320.6195 | 332.8932 | 345.6363 | 358.8669 | 372.6049 | 386.8684 | 401.6781 | 417.0545 | A = A1 * A2 - A3
Pass-Through Business Rates (B1)RBt | Pass-Through Business Rates (B1) | RBt | CRC4 | -1.2313 | -1.2068 | -1.1293 | 0 | 0 | 0 | 0 | 0 | 0 | 0 | 0 | Actuals and Forecast
Pass-Through Licence Fees (B2)LFt | Pass-Through Licence Fees (B2) | LFt | CRC4 | -0.067856 | -0.069892 | -0.071849 | 0 | 0 | 0 | 0 | 0 | 0 | 0 | 0 | Actuals and Forecast
Pass-Through Transmission Exit (B3)TBt | Pass-Through Transmission Exit (B3) | TBt | CRC4 | 0.26119 | 0.19239 | 0.2277 | 0 | 0 | 0 | 0 | 0 | 0 | 0 | 0 | Actuals and Forecast
Price Control Reopener (B4)UNCt | Price Control Reopener (B4) | UNCt | CRC4 | 0 | 0 | 0 | 0 | 0 | 0 | 0 | 0 | 0 | 0 | 0 | Actuals and Forecast
Pass-Through Others (B5)MPTt, HBt, IEDt | Pass-Through Others (B5) | MPTt, HBt, IEDt | CRC4 | 0 | 0 | 0 | 0 | 0 | 0 | 0 | 0 | 0 | 0 | 0 | Actuals and Forecast
Allowed Pass-Through Items (B): [B = B1 + B2 + B3 +B4 + B5]PTt | Allowed Pass-Through Items (B): [B = B1 + B2 + B3 +B4 + B5] | PTt | CRC3 | -1.0379 | -1.0843 | -0.97341 | 0 | 0 | 0 | 0 | 0 | 0 | 0 | 0 | B = B1 + B2 + B3 +B4 + B5
Losses Incentive (C1)UILt | Losses Incentive (C1) | UILt | CRC7 | 0 | 0 | 0 | 0 | 0 | 0 | 0 | 0 | 0 | 0 | 0 | Zero Assumed Due To OFGEM Decision Not To Activate DPCR5 Losses
PCOLt |  | PCOLt | CRC7 | 0 | 0 | 0 | 0 | 0 | 0 | 0 | 0 | 0 | 0 | 0 | Zero Assumed Due To OFGEM Decision Not To Activate DPCR5 Losses
-COLt |  | -COLt | CRC7 | 0 | 0 | 0 | 0 | 0 | 0 | 0 | 0 | 0 | 0 | 0 | Zero Assumed Due To OFGEM Decision Not To Activate DPCR5 Losses
PPLt |  | PPLt | CRC7 | 0 | -4.55 | 0 | 0.26597 | 0.28512 | 0 | 0 | 0 | 0 | 0 | 0 | Assumed Approach C Using RPI and WACC
Quality of service incentive adjustment (C2)IQt | Quality of service incentive adjustment (C2) | IQt | CRC8 | 3.6027 | 4.7854 | 4.3362 | 4.7212 | 4.8392 | 0 | 0 | 0 | 0 | 0 | 0 | Actuals And Forecast
Transmission connection point charges incentive adjustment (C3)ITt | Transmission connection point charges incentive adjustment (C3) | ITt | CRC9 | -0.56884 | -0.5859 | -0.30311 | 0 | 0 | 0 | 0 | 0 | 0 | 0 | 0 | Actuals And Forecast
Innovation funding incentive adjustment (C4)IFIt | Innovation funding incentive adjustment (C4) | IFIt | CRC10 | 0.23568 | 0.18568 | 0.14856 | 0 | 0 | 0 | 0 | 0 | 0 | 0 | 0 | Actuals And Forecast
Incentive revenue for Distributed Generation (C5)IGt | Incentive revenue for Distributed Generation (C5) | IGt | CRC11 | 1.2287 | 1.8318 | 2.1706 | 0 | 0 | 0 | 0 | 0 | 0 | 0 | 0 | Actuals And Forecast
Connection Guaranteed Standards Systems & Processes penalty (C6)CGSRAt,CGSSPt & AUMt | Connection Guaranteed Standards Systems & Processes penalty (C6) | CGSRAt,CGSSPt & AUMt | CRC12 | 0 | 0 | 0 | 0 | 0 | 0 | 0 | 0 | 0 | 0 | 0 | Actuals And Forecast
Low Carbon Networks Fund (C7)LCN1t | Low Carbon Networks Fund (C7) | LCN1t | CRC13 | 0.1585 | 0.345 | 0.53 | 0 | 0 | 0 | 0 | 0 | 0 | 0 | 0 | Actuals And Forecast
LCN2t |  | LCN2t | CRC13 | 3 | 2.23 | 2.23 | 0 | 0 | 0 | 0 | 0 | 0 | 0 | 0 | Actuals And Forecast
LCN3t |  | LCN3t | CRC13 | 0 | 0 | 0 | 0 | 0 | 0 | 0 | 0 | 0 | 0 | 0 | Actuals And Forecast
Incentive Revenue and Other Adjustments (C): [C = C1 + C2 + C3 + C4 + C5 + C6 + C7] | Incentive Revenue and Other Adjustments (C): [C = C1 + C2 + C3 + C4 + C5 + C6 + C7] |  |  | 7.6568 | 4.242 | 9.1123 | 4.9872 | 5.1244 | 0 | 0 | 0 | 0 | 0 | 0 | C = C1 + C2 + C3 + C4 + C5 + C6 + C7
Correction Factor (D)-Kt | Correction Factor (D) | -Kt | CRC3 | -3.4318 | -1.9732 | -4.4541 | 0 | 0 | 0 | 0 | 0 | 0 | 0 | 0 | Carried forward from previous year (small variation for interest)
Tax Trigger Mechanism Adjustment (E)CTRAt | Tax Trigger Mechanism Adjustment (E) | CTRAt | CRC3 | -2.5326 | -3.7427 | -16.2511 | 0 | 0 | 0 | 0 | 0 | 0 | 0 | 0 | Assumptions Outlined
Total allowed Revenue (F): [F= A + B + C + D + E]ARt | Total allowed Revenue (F): [F= A + B + C + D + E] | ARt |  | 310.7326 | 343.3615 | 369.7388 | 325.6066 | 338.0176 | 345.6363 | 358.8669 | 372.6049 | 386.8684 | 401.6781 | 417.0545 | F= A + B + C + D + E
Other 1. Excluded services - Top-up, standby, and enhanced system security (G1) (see note 1)ES4 | Other 1. Excluded services - Top-up, standby, and enhanced system security (G1) (see note 1) | ES4 | CRC15 | 2.1462 | 1.6747 | 1.7216 | 0 | 0 | 0 | 0 | 0 | 0 | 0 | 0 | Actuals And Forecast
Other 2. Excluded services - Revenue protection services (G2)ES5 | Other 2. Excluded services - Revenue protection services (G2) | ES5 | CRC15 |  |  |  | 0 | 0 | 0 | 0 | 0 | 0 | 0 | 0 | None
Other 3. Excluded services - Miscellaneous (G3)ES7 | Other 3. Excluded services - Miscellaneous (G3) | ES7 | CRC15 |  |  |  | 0 | 0 | 0 | 0 | 0 | 0 | 0 | 0 | None
Other 4. - blank or if required please provide description (G4) | Other 4. - blank or if required please provide description (G4) | [5 empty] | 0 | 0 | 0 | 0 | 0 | 0 | 0 | 0 | None
Other 5. - blank or if required please provide description (G5) | Other 5. - blank or if required please provide description (G5) | [5 empty] | 0 | 0 | 0 | 0 | 0 | 0 | 0 | 0 | None
Total Other Revenue to be recovered by Use of System Charges (G): [G = G1 + G2 + G3 + G4 +G5] | Total Other Revenue to be recovered by Use of System Charges (G): [G = G1 + G2 + G3 + G4 +G5] |  |  | 2.1462 | 1.6747 | 1.7216 | 0 | 0 | 0 | 0 | 0 | 0 | 0 | 0 | G = G1 + G2 + G3 + G4 +G5
Total Revenue for Use of System Charges (H): [H =F + G] | Total Revenue for Use of System Charges (H): [H =F + G] |  |  | 312.8787 | 345.0363 | 371.4604 | 325.6066 | 338.0176 | 345.6363 | 358.8669 | 372.6049 | 386.8684 | 401.6781 | 417.0545 | H = F + G
1. Revenue raised outside CDCM - EDCM and Certain Interconnector Revenue (I1) | 1. Revenue raised outside CDCM - EDCM and Certain Interconnector Revenue (I1) |  |  | 4.0236 | 4.5567 | 4.9056 | 4.3001 | 4.464 | 4.5646 | 4.7393 | 4.9208 | 5.1091 | 5.3047 | 5.5078 | Linked to Allowed Revenue
2. Revenue raised outside CDCM - Voluntary under-recovery (I2) | 2. Revenue raised outside CDCM - Voluntary under-recovery (I2) | [5 empty] | 0 | 0 | 0 | 0 | 0 | 0 | 0 | 0 | None
3. Revenue raised outside CDCM - blank or if required please provide description (I3) | 3. Revenue raised outside CDCM - blank or if required please provide description (I3) | [5 empty] | 0 | 0 | 0 | 0 | 0 | 0 | 0 | 0 | None
4. Revenue raised outside CDCM - blank or if required please provide description (I4) | 4. Revenue raised outside CDCM - blank or if required please provide description (I4) | [5 empty] | 0 | 0 | 0 | 0 | 0 | 0 | 0 | 0 | None
Total Revenue to be raised outside the CDCM (I): [I = I1 + I2 + I3 + I4] | Total Revenue to be raised outside the CDCM (I): [I = I1 + I2 + I3 + I4] |  |  | 4.0236 | 4.5567 | 4.9056 | 4.3001 | 4.464 | 4.5646 | 4.7393 | 4.9208 | 5.1091 | 5.3047 | 5.5078 | I = I1 + I2 + I3 + I4
Latest forecast of CDCM Collected Revenue (J): [J = H - I] | Latest forecast of CDCM Collected Revenue (J): [J = H - I] |  |  | 308.8551 | 340.4796 | 366.5548 | 321.3065 | 333.5536 | 341.0717 | 354.1275 | 367.6842 | 381.7592 | 396.3734 | 411.5467 | J = H - I
CDCM Revenue Used in Charging Model | CDCM Revenue Used in Charging Model |  |  | 305.0941 | 343.5116 | 366.5548 | 321.3065 | 333.5536 | 341.0717 | 354.1275 | 367.6842 | 381.7592 | 396.3734 | 411.5467 | Assumptions Outlined
Final Collected Revenue Forecast (K) | Final Collected Revenue Forecast (K) |  |  | 314.8133 | 349.403 | 371.4604 | 325.6066 | 338.0176 | 345.6363 | 358.8669 | 372.6049 | 386.8684 | 401.6781 | 417.0545 | The units for 13/14 are forecast to be 2% lower than 12/13 on a weather corrected basis – except for Profile class 1 which is forecast to be 1% down.
Forecast Over / (Under) Recovery [being (K - G - F + I2] | Forecast Over / (Under) Recovery [being (K - G - F + I2] |  |  | 1.9346 | 4.3667 | 0 | 0 | 0 | 0 | 0 | 0 | 0 | 0 | 0 | being K - G - F + I2
Forecast overall percentage change to Allowed Revenue (L) | Forecast overall percentage change to Allowed Revenue (L) |  |  |  | 10.5% | 7.682% | -11.94% | 3.812% | 2.254% | 3.828% | 3.828% | 3.828% | 3.828% | 3.828% | Ft / Ft-1
Overall % change to Use of System Charges effective 1st April of Regulatory Year to balance (M) | Overall % change to Use of System Charges effective 1st April of Regulatory Year to balance (M) |  |  |  | 10.99% | 6.313% | -12.34% | 3.812% | 2.254% | 3.828% | 3.828% | 3.828% | 3.828% | 3.828% | Assumptions Outlined

## Overview
Overview for WPD South West in (DCP66A Forecast)
Colour coding
Copyright © 2009-2013 DCUSA Limited and contributors. All rights reserved. |  | Data input
Unused cell in input data table
The use (including modification) of this model is permitted for the purposes of calculating use of system |  | Calculation
charges, testing the impact of changes in input data, and testing the impact of potential changes to the |  | Copy data
model (provided that this notice is not removed). DCUSA Limited reserves the right to modify or revoke |  | Unused cell in calculation table
such permission at any time. |  | Constant value
Unlocked cell for notes
This workbook is structured as a series of named and numbered tables. Above each calculation table, the
algorithm used in the calculations is stated together with hyperlinks to all source data tables.
Some versions of Microsoft Excel have a "Back" button which can be useful when using hyperlinks to navigate
around the workbook. The "Back" button might be in the "Web" toolbar (Microsoft Excel versions up to 2004), or
an additional command which can be added to the "Quick Access Toolbar" (Microsoft Excel versions 2007 and 2010).
Unless stated otherwise, all the data in this model are for illustration only.
List of data tables
This table lists the data tables (inputs and calculations) in the model. Each line contains a link is to the first data cell of the table.
Worksheet | Data table | Type of table
CDCM Revenue | 1001. CDCM Target Revenue Calculations | Input data
Input | 1000. Company, charging year, data version | Input data
Input | 1010. Financial and general assumptions | Composite
Input | 1017. Diversity allowance between top and bottom of network level | Input data
Input | 1018. Proportion of relevant load going through 132kV/HV direct transformation | Input data
Input | 1019. Network model GSP peak demand (MW) | Input data
Input | 1020. Gross asset cost by network level (£) | Input data
Input | 1022. LV service model asset cost (£) | Input data
Input | 1023. HV service model asset cost (£) | Input data
Input | 1025. Matrix of applicability of LV service models to tariffs with fixed charges | Input data
Input | 1026. Matrix of applicability of LV service models to unmetered tariffs | Input data
Input | 1028. Matrix of applicability of HV service models to tariffs with fixed charges | Input data
Input | 1032. Loss adjustment factors to transmission | Input data
Input | 1037. Embedded network (LDNO) discounts | Input data
Input | 1041. Load profile data for demand users | Input data
Input | 1053. Volume forecasts for the charging year | Input data
Input | 1055. Transmission exit charges (£/year) | Input data
Input | 1059. Other expenditure | Input data
Input | 1060. Customer contributions under current connection charging policy | Input data
Input | 1061. Average split of rate 1 units by distribution time band | Input data
Input | 1062. Average split of rate 2 units by distribution time band | Input data
Input | 1064. Average split of rate 1 units by special distribution time band | Input data
Input | 1066. Typical annual hours by special distribution time band | Input data
Input | 1068. Typical annual hours by distribution time band | Input data
Input | 1069. Peaking probabilities by network level | Input data
CDCM Revenue | 1076. Target revenue | Input data
Input | 1092. Average kVAr by kVA, by network level | Input data
Input | 1201. Current tariff information | Input data
LAFs | 2001. Loss adjustment factors to transmission | Composite
LAFs | 2002. Mapping of DRM network levels to core network levels | Fixed data
LAFs | 2003. Loss adjustment factor to transmission for each DRM network level | Sum-product calculation
LAFs | 2004. Loss adjustment factor to transmission for each network level | Combine tables
LAFs | 2005. Network use factors | Fixed data
LAFs | 2006. Proportion going through 132kV/EHV | Calculation
LAFs | 2007. Proportion going through EHV | Calculation
LAFs | 2008. Proportion going through EHV/HV | Calculation
LAFs | 2009. Rerouteing matrix for all network levels | Combine tables
LAFs | 2010. Network use factors: interim step in calculations before adjustments | Sum-product calculation
LAFs | 2011. Network use factors for all tariffs | Combine tables
LAFs | 2012. Loss adjustment factors between end user meter reading and each network level, scaled by network use | Calculation
DRM | 2101. Annuity rate | Calculation
DRM | 2102. Loss adjustment factor to transmission for each core level | Combine tables
DRM | 2103. Loss adjustment factors | Composite
DRM | 2104. Diversity calculations | Special calculation
DRM | 2105. Network model total maximum demand at substation (MW) | Calculation
DRM | 2106. Network model contribution to system maximum load measured at network level exit (MW) | Calculation
DRM | 2107. Rerouteing matrix for DRM network levels | Combine tables
DRM | 2108. GSP simultaneous maximum load assumed through each network level (MW) | Sum-product calculation
DRM | 2109. Network model annuity by simultaneous maximum load for each network level (£/kW/year) | Calculation
SM | 2201. Asset £/customer from LV service models | Sum-product calculation
SM | 2202. Asset £/(MWh/year) from LV service models | Sum-product calculation
SM | 2203. Service model asset p/kWh charge for unmetered tariffs | Calculation
SM | 2204. Asset £/customer from HV service models | Sum-product calculation
SM | 2205. Service model assets by tariff (£) | Combine tables
SM | 2206. Replacement annuities for service models | Composite
Loads | 2301. Demand coefficient (load at time of system maximum load divided by average load) | Calculation
Loads | 2302. Load coefficient | Combine tables
Loads | 2303. Discount map | Fixed data
Loads | 2304. LDNO discounts and volumes adjusted for discount | Composite
Loads | 2305. Equivalent volume for each end user | Cell summation
Multi | 2401. Adjust annual hours by distribution time band to match days in year | Composite
Multi | 2402. Normalisation of split of rate 1 units by time band | Composite
Multi | 2403. Split of rate 1 units between distribution time bands | Combine tables
Multi | 2404. Normalisation of split of rate 2 units by time band | Composite
Multi | 2405. Split of rate 2 units between distribution time bands | Combine tables
Multi | 2406. Split of rate 3 units between distribution time bands (default) | Fixed data
Multi | 2407. All units (MWh) | Calculation
Multi | 2408. Calculation of implied load coefficients for two-rate users | Calculation
Multi | 2409. Calculation of implied load coefficients for three-rate users | Calculation
Multi | 2410. Calculation of adjusted time band load coefficients | Composite
Multi | 2411. Normalisation of peaking probabilities | Composite
Multi | 2412. Peaking probabilities by network level (reshaped) | Reshape table
Multi | 2413. Pseudo load coefficient by time band and network level | Calculation
Multi | 2414. Unit rate 1 pseudo load coefficient by network level | Sum-product calculation
Multi | 2415. Unit rate 2 pseudo load coefficient by network level | Sum-product calculation
Multi | 2416. Unit rate 3 pseudo load coefficient by network level | Sum-product calculation
Multi | 2417. Adjust annual hours by special distribution time band to match days in year | Composite
Multi | 2418. Normalisation of split of rate 1 units by special time band | Composite
Multi | 2419. Split of rate 1 units between special distribution time bands | Combine tables
Multi | 2420. Split of rate 2 units between special distribution time bands (default) | Fixed data
Multi | 2421. Split of rate 3 units between special distribution time bands (default) | Fixed data
Multi | 2422. Calculation of implied special load coefficients for one-rate users | Calculation
Multi | 2423. Calculation of implied special load coefficients for three-rate users | Calculation
Multi | 2424. Estimated contributions to peak demand | Composite
Multi | 2425. Mapping of tariffs to tariff groups for coincidence adjustment factor | Fixed data
Multi | 2426. Group contribution to first-band peak kW | Sum-product calculation
Multi | 2427. Group contribution to system-peak-time kW | Sum-product calculation
Multi | 2428. Load coefficient correction factor for each group | Calculation
Multi | 2429. Load coefficient correction factor (based on group) | Sum-product calculation
Multi | 2430. Calculation of special peaking probabilities | Composite
Multi | 2431. Special peaking probabilities by network level | Combine tables
Multi | 2432. Special peaking probabilities by network level (reshaped) | Reshape table
Multi | 2433. Pseudo load coefficient by time band and network level | Calculation
Multi | 2434. Unit rate 1 pseudo load coefficient by network level (special) | Sum-product calculation
Multi | 2435. Unit rate 2 pseudo load coefficient by network level (special) | Sum-product calculation
Multi | 2436. Unit rate 3 pseudo load coefficient by network level (special) | Sum-product calculation
Multi | 2437. Unit rate 1 pseudo load coefficient by network level (combined) | Combine tables
Multi | 2438. Unit rate 2 pseudo load coefficient by network level (combined) | Combine tables
Multi | 2439. Unit rate 3 pseudo load coefficient by network level (combined) | Combine tables
SMD | 2501. Contributions of users on one-rate multi tariffs to system simultaneous maximum load by network level (kW) | Calculation
SMD | 2502. Contributions of users on two-rate multi tariffs to system simultaneous maximum load by network level (kW) | Calculation
SMD | 2503. Contributions of users on three-rate multi tariffs to system simultaneous maximum load by network level (kW) | Calculation
SMD | 2504. Estimated contributions of users on each tariff to system simultaneous maximum load by network level (kW) | Calculation
SMD | 2505. Contributions of users on each tariff to system simultaneous maximum load by network level (kW) | Combine tables
SMD | 2506. Forecast system simultaneous maximum load (kW) from forecast units | Cell summation
AMD | 2601. Pre-processing of data for standing charge factors | Composite
AMD | 2602. Standing charges factors adapted to use 132kV/HV | Combine tables
AMD | 2603. Capacity-based contributions to chargeable aggregate maximum load by network level (kW) | Calculation
AMD | 2604. Unit-based contributions to chargeable aggregate maximum load (kW) | Calculation
AMD | 2605. Contributions to aggregate maximum load by network level (kW) | Combine tables
AMD | 2606. Forecast chargeable aggregate maximum load (kW) | Cell summation
AMD | 2607. Forecast simultaneous load subject to standing charge factors (kW) | Calculation
AMD | 2608. Forecast simultaneous load replaced by standing charge (kW) | Cell summation
AMD | 2609. Calculated LV diversity allowance | Calculation
AMD | 2610. Network level mapping for diversity allowances | Fixed data
AMD | 2611. Diversity allowances including 132kV/HV | Sum-product calculation
AMD | 2612. Diversity allowances (including calculated LV value) | Combine tables
AMD | 2613. Forecast simultaneous maximum load (kW) adjusted for standing charges | Calculation
Otex | 2701. Operating expenditure coded by network level (£/year) | Combine tables
Otex | 2702. Network model assets (£) scaled by load forecast | Calculation
Otex | 2703. Annual consumption by tariff for unmetered users (MWh) | Copy cells
Otex | 2704. Total unmetered units | Cell summation
Otex | 2705. Service model asset data | Composite
Otex | 2706. Data for allocation of operating expenditure | Composite
Otex | 2707. Amount of expenditure to be allocated according to asset values (£/year) | Calculation
Otex | 2708. Total operating expenditure by network level (£/year) | Calculation
Otex | 2709. Operating expenditure percentage by network level | Calculation
Otex | 2710. Unit operating expenditure based on simultaneous maximum load (£/kW/year) | Calculation
Otex | 2711. Operating expenditure for customer assets p/MPAN/day | Composite
Otex | 2712. Operating expenditure for unmetered customer assets (p/kWh) | Calculation
Contrib | 2801. Network level of supply (for customer contributions) by tariff | Fixed data
Contrib | 2802. Contribution proportion of asset annuities, by customer type and network level of assets | Calculation
Contrib | 2803. Proportion of assets annuities deemed to be covered by customer contributions | Sum-product calculation
Contrib | 2804. Proportion of annual charge covered by contributions (for all charging levels) | Combine tables
Yard | 2901. Unit cost at each level, £/kW/year (relative to system simultaneous maximum load) | Combine tables
Yard | 2902. Pay-as-you-go yardstick unit costs by charging level (p/kWh) | Calculation
Yard | 2903. Pay-as-you-go unit rate 1 p/kWh | Composite
Yard | 2904. Pay-as-you-go unit rate 2 p/kWh | Composite
Yard | 2905. Pay-as-you-go unit rate 3 p/kWh | Composite
Standing | 3001. Costs based on aggregate maximum load (£/kW/year) | Calculation
Standing | 3002. Capacity elements p/kVA/day | Calculation
Standing | 3003. Yardstick unit rate p/kWh (taking account of standing charges) | Composite
Standing | 3004. Unit rate 1 (taking account of standing charges) | Composite
Standing | 3005. Unit rate 2 (taking account of standing charges) | Composite
Standing | 3006. Unit rate 3 (taking account of standing charges) | Composite
NHH | 3101. Average maximum kVA/MPAN by end user class, for user classes without an agreed import capacity | Calculation
NHH | 3102. Capacity-driven fixed charge elements from standing charges factors p/MPAN/day | Calculation
NHH | 3103. Statistics for tariffs charged for LV circuits on an exit point basis | Composite
NHH | 3104. Aggregate data for tariffs charged for LV circuits on an exit point basis | Composite
NHH | 3105. LV fixed charge elements from standing charges factors p/MPAN/day | Calculation
NHH | 3106. Fixed charge elements from standing charges factors p/MPAN/day | Combine tables
Reactive | 3201. Standard components p/kWh for reactive power (absolute value) | Calculation
Reactive | 3202. Standard reactive p/kVArh | Calculation
Reactive | 3203. Network use factors for generator reactive unit charges | Fixed data
Reactive | 3204. Absolute value of load coefficient (kW peak / average kW) | Calculation
Reactive | 3205. Pay-as-you-go components p/kWh for reactive power (absolute value) | Calculation
Reactive | 3206. Pay-as-you-go reactive p/kVArh | Calculation
Aggreg | 3301. Unit rate 1 p/kWh (elements) | Combine tables
Aggreg | 3302. Unit rate 2 p/kWh (elements) | Combine tables
Aggreg | 3303. Unit rate 3 p/kWh (elements) | Combine tables
Aggreg | 3304. Fixed charge p/MPAN/day (elements) | Combine tables
Aggreg | 3305. Capacity charge p/kVA/day (elements) | Copy cells
Aggreg | 3306. Reactive power charge p/kVArh (elements) | Combine tables
Aggreg | 3307. Summary of charges before revenue matching | Cell summation
Revenue | 3401. Net revenues by tariff before matching (£) | Calculation
Revenue | 3402. Target Revenue £/year | Calculation
Revenue | 3403. Revenue surplus or shortfall | Composite
Scaler | 3501. Factor to scale to £1/kW at transmission exit level | Calculation
Scaler | 3502. Applicability factor for £1/kW scaler | Combine tables
Scaler | 3503. Scalable elements of tariff components | Sum-product calculation
Scaler | 3504. Marginal revenue effect of scaler | Calculation
Scaler | 3505. Scaler value at which the minimum is breached | Calculation
Scaler | 3506. Constraint-free solution | Special calculation
Scaler | 3507. Starting point | Special calculation
Scaler | 3508. Solve for General scaler rate | Composite
Scaler | 3509. General scaler rate | Optimisation result
Scaler | 3510. Scaler | Calculation
Adjust | 3601. Tariffs before rounding | Calculation
Adjust | 3602. Decimal places | Fixed data
Adjust | 3603. Tariff rounding | Calculation
Adjust | 3604. All the way tariffs | Calculation
Adjust | 3605. Net revenues by tariff from rounding | Calculation
Adjust | 3606. Revenue forecast summary | Composite
Adjust | 3607. Tariffs | Calculation
Tariffs | 3701. Tariffs | Composite
Summary | 3801. Workbook build options and main parameters | Composite
Summary | 3802. Revenue summary | Composite
Summary | 3803. Revenue summary by tariff component | Cell summation
M-Rev | 3901. Revenue matrix by tariff | Composite
M-Rev | 3902. Revenues by charging element and network level | Cell summation
CData | 4001. Revenues under current tariffs (£) | Calculation
CData | 4002. All-the-way volumes | Copy cells
CData | 4003. Normalised to | Fixed data
CData | 4004. Normalised volumes for comparisons | Calculation
CData | 4005. LDNO LV charges (normalised £) | Copy cells
CData | 4006. LDNO HV charges (normalised £) | Copy cells
CTables | 4101. Comparison with current all-the-way demand tariffs | Composite
CTables | 4102. LDNO margins in use of system charges | Composite
M-ATW | Tariff matrices | Notes
Model identification
Version 101.2: pre-release incorporating CDCM Model version 101 and DCP 130
Date published: 21/02/2013

## CDCM Revenues
CDCM Revnues for WPD South West in (DCP66A Forecast)
1001. CDCM Target Revenue Calculations
Description | Licence Term | CRC | (£) | 1 | 2014/15 | 1
Base Demand Before Inflation (A1) | PUt | CRC3 | 327900000 | 2 | 2015/16 | 2
RPI Effective % (A2) | PIADt | CRC3 | 1.1659 | 3 | 2016/17 | 3
Merger adjustment (A3) | MGt | CRC3 |  | 4 | 2017/18 | 4
Base Demand Revenue (A): [A = A1 * A2 - A3] | BRt | CRC3 | 382305127.0364 | 5 | 2018/19 | 5
Pass-Through Business Rates (B1) | RBt | CRC4 | -1129265.5319 | 6 | 2019/20 | 6
Pass-Through Licence Fees (B2) | LFt | CRC4 | -71849.0853 | 7 | 2020/21 | 7
Pass-Through Transmission Exit (B3) | TBt | CRC4 | 227701.5347 | 8 | 2021/22 | 8
Price Control Reopener (B4) | UNCt | CRC4 | 0 | 9 | 2022/23 | 9
Pass-Through Others (B5) | MPTt, HBt, IEDt | CRC4 | 0
Allowed Pass-Through Items (B): [B = B1 + B2 + B3 +B4 + B5] | PTt | CRC3 | -973413.0825
Losses Incentive (C1) | UILt | CRC7 | 0 |  | Choose the year using Key above
| PCOLt | CRC7 | 0 |  |  | 1
| -COLt | CRC7 | 0
| PPLt | CRC7 | 0 |  | e.g. 6 = 2019/20
Quality of service incentive adjustment (C2) | IQt | CRC8 | 4336249.4938
Transmission connection point charges incentive adjustment (C3) | ITt | CRC9 | -303109.1519
Innovation funding incentive adjustment (C4) | IFIt | CRC10 | 148560 |  |  | 2014/15
Incentive revenue for Distributed Generation (C5) | IGt | CRC11 | 2170632.3938
Connection Guaranteed Standards Systems & Processes penalty (C6) | CGSRAt,CGSSPt & AUMt | CRC12 | 0
Low Carbon Networks Fund (C7) | LCN1t | CRC13 | 530000
| LCN2t | CRC13 | 2230000
| LCN3t | CRC13 | 0
Incentive Revenue and Other Adjustments (C): [C = C1 + C2 + C3 + C4 + C5 + C6 + C7] |  |  | 9112332.7356
Correction Factor (D) | -Kt | CRC3 | -4454081.0258
Tax Trigger Mechanism Adjustment (E) | CTRAt | CRC3 | -16251120.0209
Total allowed Revenue (F): [F= A + B + C + D + E] | ARt |  | 369738845.6428
Other 1. Excluded services - Top-up, standby, and enhanced system security (G1) (see note 1) | ES4 | CRC15 | 1721598.8532
Other 2. Excluded services - Revenue protection services (G2) (see note 1) | ES5 | CRC15
Other 3. Excluded services - Miscellaneous (G3) (see note 1) | ES7 | CRC15
Other 4. - blank or if required please provide description (G4)
Other 5. - blank or if required please provide description (G5)
Total Other Revenue to be recovered by Use of System Charges (G): [G = G1 + G2 + G3 + G4 +G5] |  |  | 1721598.8532
Total Revenue for Use of System Charges (H): [H =F + G] |  |  | 371460444.496
1. Revenue raised outside CDCM - EDCM and Certain Interconnector Revenue (I1) |  |  | 4905649.0301
2. Revenue raised outside CDCM - Voluntary under-recovery (I2)
3. Revenue raised outside CDCM - blank or if required please provide description (I3)
4. Revenue raised outside CDCM - blank or if required please provide description (I4)
Total Revenue to be raised outside the CDCM (I): [I = I1 + I2 + I3 + I4] |  |  | 4905649.0301
CDCM Target Revenue (J): [J = H - I] |  |  | 366554795.466
Note 1: Cost categories associated with excluded services should only be populated if the Company recovers the costs of providing these services from Use of System charges.
1076. Target revenue
Source: CDCM Revenues
| CDCM Target Revenue (£/year) |  | NGC Exit Forecast
Target revenue | 366554795.466 |  | 8886058.6474
| 0.0518 | 1.0518
| 0.029667 | 1.083
1 | 0.028 | 1.1133 | 7.9815 | 8.8861
2 | 0.028 | 1.1445 | 8.2633 | 9.4574
3 | 0.028 | 1.1765 | 8.2733 | 9.7339
4 | 0.028 | 1.2095 | 8.2832 | 10.0184
5 | 0.028 | 1.2434 | 8.2931 | 10.3112
6 | 0.028 | 1.2782 | 8.7846 | 11.2282
7 | 0.028 | 1.314 | 8.7846 | 11.5426
8 | 0.028 | 1.3507 | 8.7846 | 11.8658
9 | 0.028 | 1.3886 | 8.7846 | 12.198

## Input
Input data for WPD South West in (DCP66A Forecast)
This sheet contains all the input data (except LLFCs, which are entered directly into the Tariff sheet).
1000. Company, charging year, data version
| Company | Year | Version
Company, charging year, data version | WPD South West |  | DCP66A Forecast
1010. Financial and general assumptions
Sources: financial assumptions; calendar; network model.
These financial assumptions determine the annuity rate applied to convert the asset values of the network model into an annual charge.
| Rate of return | Annualisation period (years) | Annuity proportion for customer-contributed assets | Power factor | Days in the charging year
Financial and general assumptions | 5.6% | 40 | 0 | 0.95 | 365
1017. Diversity allowance between top and bottom of network level
Source: operational data analysis and/or network model.
The diversity figure against GSP is the diversity between GSP Group (the whole system) and individual GSPs.
The diversity figure against 132kV is the diversity between GSPs (the top of the 132kV network) and 132kV/EHV bulk supply points (the bottom of the 132kV network).
The diversity figure against EHV is the diversity between 132kV/EHV bulk supply points (the top of the EHV network) and EHV/HV primary substations (the bottom of the EHV network).
The diversity figure against HV is the diversity between EHV/HV primary substations (the top of the HV network) and HV/LV substations (the bottom of the HV network).
Diversity allowance between top and bottom of network level
GSPs | 2.2%
132kV | 3.1%
132kV/EHV
EHV | 7.5%
EHV/HV
HV | 37%
HV/LV
LV circuits
1018. Proportion of relevant load going through 132kV/HV direct transformation
132kV/HV
EHV/HV
1019. Network model GSP peak demand (MW)
Network model GSP peak demand (MW)
Network model GSP peak demand (MW) | 500
1020. Gross asset cost by network level (£)
Gross assets £
132kV | 105833335.3598
132kV/EHV | 15763212.1061
EHV | 46510205.4597
EHV/HV | 37179765.2824
132kV/HV | 0
HV | 155422237.3656
HV/LV | 60655664.0284
LV circuits | 135264477.9031
1022. LV service model asset cost (£)
| LV service model 1 | LV service model 2 | LV service model 3 | LV service model 4 | LV service model 5 | LV service model 6 | LV service model 7 | LV service model 8
LV service model asset cost (£) | 4689.7767 | 578.9438 | 683.8749 | 509.4741 | 1169.0366 | 858.6035 | 0 | 450.3143
1023. HV service model asset cost (£)
| HV service model 1 | HV service model 2 | HV service model 3 | HV service model 4 | HV service model 5
HV service model asset cost (£) | 8748.3778 | 4299.3136 | 0 | 0 | 0
1025. Matrix of applicability of LV service models to tariffs with fixed charges
| LV service model 1 | LV service model 2 | LV service model 3 | LV service model 4 | LV service model 5 | LV service model 6 | LV service model 7 | LV service model 8
Domestic Unrestricted | 5% | 0% | 0% | 0% | 0% | 0% | 0% | 0%
Domestic Two Rate | 5% | 0% | 0% | 0% | 0% | 0% | 0% | 0%
Small Non Domestic Unrestricted | 0% | 100% | 0% | 0% | 0% | 0% | 0% | 0%
Small Non Domestic Two Rate | 0% | 100% | 0% | 0% | 0% | 0% | 0% | 0%
LV Medium Non-Domestic | 0% |  | 100% | 0% | 0% | 0% | 0% | 0%
LV Sub Medium Non-Domestic | 0% |  |  | 100% | 0% | 0% | 0% | 0%
LV HH Metered | 0% |  |  | 0% | 100% | 0% | 0% | 0%
LV Sub HH Metered | 0% |  |  | 0% | 0% | 100% | 0% | 0%
LV Generation NHH | 0% |  | 0% | 0% |  | 0% | 100% | 0%
LV Sub Generation NHH | 0% | 0% | 0% | 0% |  | 0% | 100% | 0%
LV Generation Intermittent | 0% | 0% | 0% | 0% |  | 0% | 100% | 0%
LV Generation Non-Intermittent
LV Sub Generation Intermittent
LV Sub Generation Non-Intermittent
1026. Matrix of applicability of LV service models to unmetered tariffs
Source: service models
Proportion of service model involved in connecting load of 1 MWh/year
| LV service model 1 | LV service model 2 | LV service model 3 | LV service model 4 | LV service model 5 | LV service model 6 | LV service model 7 | LV service model 8
All LV unmetered tariffs | [7 empty] | 0.4877
1028. Matrix of applicability of HV service models to tariffs with fixed charges
| HV service model 1 | HV service model 2 | HV service model 3 | HV service model 4 | HV service model 5
HV Medium Non-Domestic | 100%
HV HH Metered | 100%
HV Sub HH Metered | 100%
HV Generation Intermittent |  | 100%
HV Generation Non-Intermittent |  | 100%
HV Sub Generation Intermittent |  | 100%
HV Sub Generation Non-Intermittent |  | 100%
1032. Loss adjustment factors to transmission
Source: losses model or loss adjustment factors at time of system peak.
| 132kV | 132kV/EHV | EHV | EHV/HV | HV | HV/LV | LV circuits
Loss adjustment factor | 1.013 | 1.017 | 1.032 | 1.042 | 1.065 | 1.078 | 1.087
1037. Embedded network (LDNO) discounts
Source: separate price control disaggregation model.
| No discount | LDNO LV: LV user | LDNO HV: LV user | LDNO HV: LV sub user | LDNO HV: HV user
LDNO discount |  | 35.8% | 61.21% | 37.73% | 26.78%
1041. Load profile data for demand users
Source: load data analysis.
| Coincidence factor | Load factor
Domestic Unrestricted | 0.91109 | 0.39921
Domestic Two Rate | 0.31443 | 0.2187
Domestic Off Peak (related MPAN) |  | 0.13679
Small Non Domestic Unrestricted | 0.62771 | 0.36209
Small Non Domestic Two Rate | 0.53067 | 0.39506
Small Non Domestic Off Peak (related MPAN) |  | 0.22581
LV Medium Non-Domestic | 0.80062 | 0.55947
LV Sub Medium Non-Domestic | 0.78295 | 0.56844
HV Medium Non-Domestic | 0.75128 | 0.40993
LV HH Metered | 0.81451 | 0.58082
LV Sub HH Metered | 0.78273 | 0.60758
HV HH Metered | 0.81137 | 0.72011
HV Sub HH Metered | 0.4993 | 0.56109
NHH UMS category A | 1 | 1
NHH UMS category B | 1 | 0.47433
NHH UMS category C | 1 | 0.25372
NHH UMS category D | 0.029067 | 0.553
LV UMS (Pseudo HH Metered) | 0.92306 | 0.47747
1053. Volume forecasts for the charging year
Source: forecast.
Please include MPAN counts for tariffs with no fixed charge (e.g. off-peak tariffs),
but exclude MPANs on tariffs with a fixed charge that are not subject to a fixed charge due to a site grouping arrangement.
| Rate 1 units (MWh) | Rate 2 units (MWh) | Rate 3 units (MWh) | MPANs | Import capacity (kVA) | Reactive power units (MVArh)
> Domestic Unrestricted
Domestic Unrestricted | 4243602.1018 |  |  | 1173205
LDNO LV: Domestic Unrestricted | 2197.88 |  |  | 1414
LDNO HV: Domestic Unrestricted | 3876.121 |  |  | 1852
> Domestic Two Rate
Domestic Two Rate | 719816.1328 | 749558.5308 |  | 233105
LDNO LV: Domestic Two Rate | 180.281 | 178.734 |  | 53
LDNO HV: Domestic Two Rate | 140.249 | 95.397 |  | 153
> Domestic Off Peak (related MPAN)
Domestic Off Peak (related MPAN) | 73030.2581
LDNO LV: Domestic Off Peak (related MPAN)
LDNO HV: Domestic Off Peak (related MPAN)
> Small Non Domestic Unrestricted
Small Non Domestic Unrestricted | 1167954.1994 |  |  | 106596
LDNO LV: Small Non Domestic Unrestricted | 210.339 |  |  | 53
LDNO HV: Small Non Domestic Unrestricted | 5712.431 |  |  | 127
> Small Non Domestic Two Rate
Small Non Domestic Two Rate | 352675.7711 | 173121.5393 |  | 26498
LDNO LV: Small Non Domestic Two Rate | 6.688 | 4.552
LDNO HV: Small Non Domestic Two Rate | 371.957 | 99.204 |  | 8
> Small Non Domestic Off Peak (related MPAN)
Small Non Domestic Off Peak (related MPAN) | 26029.0682
LDNO LV: Small Non Domestic Off Peak (related MPAN)
LDNO HV: Small Non Domestic Off Peak (related MPAN)
> LV Medium Non-Domestic
LV Medium Non-Domestic | 708276.9206 | 174918.5804 |  | 9143
LDNO LV: LV Medium Non-Domestic
LDNO HV: LV Medium Non-Domestic | 3767.762 | 635.403 |  | 16
> LV Sub Medium Non-Domestic
LV Sub Medium Non-Domestic | 77314.6231 | 21571.5665 |  | 749
> HV Medium Non-Domestic
HV Medium Non-Domestic | 2306.2755 | 617.3264 |  | 22
> LV HH Metered
LV HH Metered | 53304.1114 | 382801.2915 | 323622.7928 | 2824 | 365000 | 74360
LDNO LV: LV HH Metered | 5.1457 | 36.9495 | 31.224
LDNO HV: LV HH Metered | 1464.772 | 10524.8341 | 8898.9745
> LV Sub HH Metered
LV Sub HH Metered | 49580.0677 | 369501.7136 | 333780.5589 | 1318 | 329000 | 80945
LDNO HV: LV Sub HH Metered
> HV HH Metered
HV HH Metered | 177242.5067 | 1267227.7364 | 1338164.8531 | 923 | 973000 | 218608
LDNO HV: HV HH Metered | 1.7148 | 12.2979 | 13.7349
> HV Sub HH Metered
HV Sub HH Metered
> NHH UMS category A
NHH UMS category A | 16740.1491
LDNO LV: NHH UMS category A | 3.2925
LDNO HV: NHH UMS category A | 74.4277
> NHH UMS category B
NHH UMS category B | 5820.1803
LDNO LV: NHH UMS category B | 1.0975
LDNO HV: NHH UMS category B | 25.8769
> NHH UMS category C
NHH UMS category C | 648.2975
LDNO LV: NHH UMS category C | 0
LDNO HV: NHH UMS category C | 2.8824
> NHH UMS category D
NHH UMS category D | 0
LDNO LV: NHH UMS category D | 0
LDNO HV: NHH UMS category D | 0
> LV UMS (Pseudo HH Metered)
LV UMS (Pseudo HH Metered) | 4342.8496 | 28609.2712 | 105632.3978
LDNO LV: LV UMS (Pseudo HH Metered)
LDNO HV: LV UMS (Pseudo HH Metered)
> LV Generation NHH
LV Generation NHH | 1252.3
LDNO LV: LV Generation NHH | 61.98
LDNO HV: LV Generation NHH
> LV Sub Generation NHH
LV Sub Generation NHH
LDNO HV: LV Sub Generation NHH
> LV Generation Intermittent
LV Generation Intermittent | 11117.548 |  |  |  |  | 166.0368
LDNO LV: LV Generation Intermittent
LDNO HV: LV Generation Intermittent
> LV Generation Non-Intermittent
LV Generation Non-Intermittent | 39.762 | 76.812 | 149.6623 |  |  | 20.6582
LDNO LV: LV Generation Non-Intermittent
LDNO HV: LV Generation Non-Intermittent
> LV Sub Generation Intermittent
LV Sub Generation Intermittent | 467.837 |  |  |  |  | 29.2974
LDNO HV: LV Sub Generation Intermittent
> LV Sub Generation Non-Intermittent
LV Sub Generation Non-Intermittent | 79.752 | 360.129 | 792.6185 |  |  | 158.12
LDNO HV: LV Sub Generation Non-Intermittent
> HV Generation Intermittent
HV Generation Intermittent | 34469.501 |  |  | 31 |  | 1094.707
LDNO HV: HV Generation Intermittent
> HV Generation Non-Intermittent
HV Generation Non-Intermittent | 11026.647 | 69084.033 | 98552.637 | 47 |  | 713.1782
LDNO HV: HV Generation Non-Intermittent
> HV Sub Generation Intermittent
HV Sub Generation Intermittent |  |  |  | 2
> HV Sub Generation Non-Intermittent
HV Sub Generation Non-Intermittent | 0 |  |  | 2
1055. Transmission exit charges (£/year)
Source: forecast.
Transmission exit
Transmission exit charges (£/year) | 8886058.6474
1059. Other expenditure
| Direct cost (£/year) | Indirect cost (£/year) | Indirect cost proportion | Network rates (£/year)
Other expenditure | 24134794.8333 | 86359159.444 | 60% | 16264338.929
1060. Customer contributions under current connection charging policy
Source: analysis of expenditure data and/or survey of capital expenditure schemes.
Customer contribution percentages by network level of supply and by asset network level.
These proportions should reflect the current connection charging method, not necessarily the method that was in place when the connection was built.
| Assets 132kV | Assets 132kV/EHV | Assets EHV | Assets EHV/HV | Assets 132kV/HV | Assets HV | Assets HV/LV | Assets LV circuits
LV network | 0% |  |  | 81% |  | 81% | 95% | 95%
LV substation | 0% | 0% |  | 81% |  | 81% | 95%
HV network | 0% | 67% | 67% | 100% |  | 100%
HV substation | 0% | 67% | 67% | 100%
1061. Average split of rate 1 units by distribution time band
| Red | Amber | Green
Domestic Two Rate | 10.98% | 53.4% | 35.62%
Domestic Off Peak (related MPAN) | 0.1991% | 11.19% | 88.61%
Small Non Domestic Two Rate | 8.109% | 63.38% | 28.51%
Small Non Domestic Off Peak (related MPAN) | 0.2354% | 14.35% | 85.42%
LV Medium Non-Domestic | 7.379% | 55.2% | 37.42%
LV Sub Medium Non-Domestic | 7.366% | 56.07% | 36.57%
HV Medium Non-Domestic | 7.019% | 53.75% | 39.23%
1062. Average split of rate 2 units by distribution time band
| Red | Amber | Green
Domestic Two Rate | 0% | 2.923% | 97.08%
Small Non Domestic Two Rate | 0% | 1.992% | 98.01%
LV Medium Non-Domestic | 0% | 0.1147% | 99.89%
LV Sub Medium Non-Domestic | 0% | 0.2132% | 99.79%
HV Medium Non-Domestic | 0% | 0.0492% | 99.95%
1064. Average split of rate 1 units by special distribution time band
| Black | Yellow | Green
NHH UMS category A | 1.75% | 43.52% | 54.73%
NHH UMS category B | 3.33% | 14.9% | 81.77%
NHH UMS category C | 6.402% | 30.35% | 63.24%
NHH UMS category D | 0.5237% | 67.88% | 31.59%
1066. Typical annual hours by special distribution time band
Source: definition of distribution time bands.
The figures in this table will be automatically adjusted to match the number of days in the charging period.
| Black | Yellow | Green
Annual hours | 152 | 3814 | 4794
1068. Typical annual hours by distribution time band
Source: definition of distribution time bands.
The figures in this table will be automatically adjusted to match the number of days in the charging period.
| Red | Amber | Green
Annual hours | 522 | 3444 | 4794
1069. Peaking probabilities by network level
Source: analysis of network operation data.
Red, amber and green peaking probabilities
| Red | Amber | Green | Black peaking probabilities
GSPs | 100% | 0% | 0% | 100%
132kV | 82.67% | 5.483% | 11.85% | 76.06%
132kV/EHV | 82.67% | 5.483% | 11.85% | 76.06%
EHV | 53.69% | 30.47% | 15.85% | 47.73%
EHV/HV | 53.69% | 30.47% | 15.85% | 47.73%
132kV/HV | 82.67% | 5.483% | 11.85% | 76.06%
HV | 53.69% | 30.47% | 15.85% | 47.73%
HV/LV | 53.69% | 30.47% | 15.85% | 47.73%
LV circuits | 53.69% | 30.47% | 15.85% | 47.73%
1092. Average kVAr by kVA, by network level
Source: analysis of operational data.
This is the average of MVAr/MVA or SQRT(1-PF^2) across relevant network elements.
| GSPs | 132kV | 132kV/EHV | EHV | EHV/HV | 132kV/HV | HV | HV/LV | LV circuits
Average kVAr by kVA, by network level | 0.20645 | 0.20645 | 0.20645 | 0.20645 | 0.20645 | 0.20645 | 0.20645 | 0.20645 | 0.20645
1201. Current tariff information
| Current revenues if known (£) | Current Unit rate 1 p/kWh | Current Unit rate 2 p/kWh | Current Unit rate 3 p/kWh | Current Fixed charge p/MPAN/day | Current Capacity charge p/kVA/day | Current Reactive power charge p/kVArh
Domestic Unrestricted |  | 2.754 | 0 | 0 | 4.07 | 0 | 0
Domestic Two Rate |  | 3.417 | 0.247 | 0 | 4.07 | 0 | 0
Domestic Off Peak (related MPAN) |  | 0.227 | 0 | 0 | 0 | 0 | 0
Small Non Domestic Unrestricted |  | 2.512 | 0 | 0 | 6.26 | 0 | 0
Small Non Domestic Two Rate |  | 2.606 | 0.246 | 0 | 6.26 | 0 | 0
Small Non Domestic Off Peak (related MPAN) |  | 0.233 | 0 | 0 | 0 | 0 | 0
LV Medium Non-Domestic |  | 2.273 | 0.236 | 0 | 34.02 | 0 | 0
LV Sub Medium Non-Domestic |  | 2.136 | 0.211 | 0 | 22.12 | 0 | 0
HV Medium Non-Domestic |  | 2.089 | 0.126 | 0 | 122.3 | 0 | 0
LV HH Metered |  | 20.727 | 0.251 | 0.161 | 8.43 | 2.43 | 0.329
LV Sub HH Metered |  | 18.692 | 0.149 | 0.114 | 6.09 | 2.73 | 0.269
HV HH Metered |  | 15.398 | 0.063 | 0.068 | 67.97 | 2.08 | 0.208
HV Sub HH Metered |  | 14.083 | 0.03 | 0.052 | 67.97 | 1.48 | 0.176
NHH UMS category A | #VALUE! | #VALUE!
NHH UMS category B | #VALUE! | #VALUE!
NHH UMS category C | #VALUE! | #VALUE!
NHH UMS category D | #VALUE! | #VALUE!
LV UMS (Pseudo HH Metered) |  | 46.218 | 1.446 | 1.104

## Tariffs
Tariffs for WPD South West in (DCP66A Forecast)
3701. Tariffs
Data sources:
x1 = 3607. Unit rate 1 p/kWh (in Tariffs)
x2 = 3607. Unit rate 2 p/kWh (in Tariffs)
x3 = 3607. Unit rate 3 p/kWh (in Tariffs)
x4 = 3607. Fixed charge p/MPAN/day (in Tariffs)
x5 = 3607. Capacity charge p/kVA/day (in Tariffs)
x6 = 3607. Reactive power charge p/kVArh (in Tariffs)
Kind: | Input data | Fixed data | Copy cells | Copy cells | Copy cells | Copy cells | Copy cells | Copy cells | Input data
Formula: |  |  | = x1 | = x2 | = x3 | = x4 | = x5 | = x6
| Open LLFCs | PCs | Unit rate 1 p/kWh | Unit rate 2 p/kWh | Unit rate 3 p/kWh | Fixed charge p/MPAN/day | Capacity charge p/kVA/day | Reactive power charge p/kVArh | Closed LLFCs
Domestic Unrestricted | 10, 20 | 1 | 3.591 | 0 | 0 | 4.26 | 0 | 0 | n/a
Domestic Two Rate | 30, 40 | 2 | 4.361 | 0.259 | 0 | 4.26 | 0 | 0 | n/a
Domestic Off Peak (related MPAN) | 430 | 2 | 0.22 | 0 | 0 | 0 | 0 | 0 | n/a
Small Non Domestic Unrestricted | 110 | 3 | 2.728 | 0 | 0 | 6.77 | 0 | 0 | n/a
Small Non Domestic Two Rate | 210 | 4 | 3.088 | 0.238 | 0 | 6.77 | 0 | 0 | n/a
Small Non Domestic Off Peak (related MPAN) | 251 | 4 | 0.233 | 0 | 0 | 0 | 0 | 0 | n/a
LV Medium Non-Domestic | 570 | 5-8 | 2.766 | 0.229 | 0 | 35.91 | 0 | 0 | n/a
LV Sub Medium Non-Domestic | 540 | 5-8 | 2.633 | 0.206 | 0 | 22.36 | 0 | 0 | n/a
HV Medium Non-Domestic | 510 | 5-8 | 2.846 | 0.134 | 0 | 150.64 | 0 | 0 | n/a
LV HH Metered | 570 |  | 26.519 | 0.29 | 0.163 | 8.53 | 2.61 | 0.412 | n/a
LV Sub HH Metered | 540 |  | 24.471 | 0.172 | 0.117 | 6.27 | 2.89 | 0.345 | n/a
HV HH Metered | 510 |  | 20.711 | 0.073 | 0.072 | 63.85 | 2.23 | 0.273 | n/a
HV Sub HH Metered | 522 |  | 18.837 | 0.035 | 0.054 | 63.85 | 1.57 | 0.203 | n/a
NHH UMS category A | TBC | 8 | 2.385 | 0 | 0 | 0 | 0 | 0 | n/a
NHH UMS category B | TBC | 1 | 3.641 | 0 | 0 | 0 | 0 | 0 | n/a
NHH UMS category C | TBC | 1 | 6.28 | 0 | 0 | 0 | 0 | 0 | n/a
NHH UMS category D | TBC | 1 | 1.416 | 0 | 0 | 0 | 0 | 0 | n/a
LV UMS (Pseudo HH Metered) | 970 |  | 85.305 | 1.062 | 0.786 | 0 | 0 | 0 | n/a
LV Generation NHH | 581 | 8 | -0.659 | 0 | 0 | 0 | 0 | 0 | n/a
LV Sub Generation NHH | 551 | 8 | -0.609 | 0 | 0 | 0 | 0 | 0 | n/a
LV Generation Intermittent | 581 |  | -0.659 | 0 | 0 | 0 | 0 | 0.149 | n/a
LV Generation Non-Intermittent | 527 |  | -7.615 | -0.302 | -0.159 | 0 | 0 | 0.149 | n/a
LV Sub Generation Intermittent | 551 |  | -0.609 | 0 | 0 | 0 | 0 | 0.128 | n/a
LV Sub Generation Non-Intermittent | 526 |  | -7.142 | -0.265 | -0.144 | 0 | 0 | 0.128 | n/a
HV Generation Intermittent | 521 |  | -0.375 | 0 | 0 | 31.38 | 0 | 0.094 | n/a
HV Generation Non-Intermittent | 524 |  | -4.941 | -0.097 | -0.078 | 31.38 | 0 | 0.094 | n/a
HV Sub Generation Intermittent | 525 |  | -0.343 | 0 | 0 | 31.38 | 0 | 0.067 | n/a
HV Sub Generation Non-Intermittent | 523 |  | -4.617 | -0.076 | -0.07 | 31.38 | 0 | 0.067 | n/a
LDNO LV: Domestic Unrestricted | 810 | 1 | 2.305 | 0 | 0 | 2.73 | 0 | 0 | n/a
LDNO LV: Domestic Two Rate | 811 | 2 | 2.8 | 0.166 | 0 | 2.73 | 0 | 0 | n/a
LDNO LV: Domestic Off Peak (related MPAN) | 812 | 2 | 0.141 | 0 | 0 | 0 | 0 | 0 | n/a
LDNO LV: Small Non Domestic Unrestricted | 813 | 3 | 1.751 | 0 | 0 | 4.35 | 0 | 0 | n/a
LDNO LV: Small Non Domestic Two Rate | 814 | 4 | 1.982 | 0.153 | 0 | 4.35 | 0 | 0 | n/a
LDNO LV: Small Non Domestic Off Peak (related MPAN) | 815 | 4 | 0.15 | 0 | 0 | 0 | 0 | 0 | n/a
LDNO LV: LV Medium Non-Domestic | 816 | 5-8 | 1.776 | 0.147 | 0 | 23.05 | 0 | 0 | n/a
LDNO LV: LV HH Metered | 817 |  | 17.025 | 0.186 | 0.105 | 5.48 | 1.68 | 0.265 | n/a
LDNO LV: NHH UMS category A | TBC | 8 | 1.531 | 0 | 0 | 0 | 0 | 0 | n/a
LDNO LV: NHH UMS category B | TBC | 1 | 2.338 | 0 | 0 | 0 | 0 | 0 | n/a
LDNO LV: NHH UMS category C | TBC | 1 | 4.032 | 0 | 0 | 0 | 0 | 0 | n/a
LDNO LV: NHH UMS category D | TBC | 1 | 0.909 | 0 | 0 | 0 | 0 | 0 | n/a
LDNO LV: LV UMS (Pseudo HH Metered) | 819 |  | 54.766 | 0.682 | 0.505 | 0 | 0 | 0 | n/a
LDNO LV: LV Generation NHH | 820 | 8 | -0.659 | 0 | 0 | 0 | 0 | 0 | n/a
LDNO LV: LV Generation Intermittent | 821 |  | -0.659 | 0 | 0 | 0 | 0 | 0.149 | n/a
LDNO LV: LV Generation Non-Intermittent | 822 |  | -7.615 | -0.302 | -0.159 | 0 | 0 | 0.149 | n/a
LDNO HV: Domestic Unrestricted | 823 | 1 | 1.393 | 0 | 0 | 1.65 | 0 | 0 | n/a
LDNO HV: Domestic Two Rate | 824 | 2 | 1.691 | 0.1 | 0 | 1.65 | 0 | 0 | n/a
LDNO HV: Domestic Off Peak (related MPAN) | 825 | 2 | 0.085 | 0 | 0 | 0 | 0 | 0 | n/a
LDNO HV: Small Non Domestic Unrestricted | 826 | 3 | 1.058 | 0 | 0 | 2.63 | 0 | 0 | n/a
LDNO HV: Small Non Domestic Two Rate | 827 | 4 | 1.198 | 0.092 | 0 | 2.63 | 0 | 0 | n/a
LDNO HV: Small Non Domestic Off Peak (related MPAN) | 828 | 4 | 0.09 | 0 | 0 | 0 | 0 | 0 | n/a
LDNO HV: LV Medium Non-Domestic | 829 | 5-8 | 1.073 | 0.089 | 0 | 13.93 | 0 | 0 | n/a
LDNO HV: LV HH Metered | 830 |  | 10.286 | 0.112 | 0.063 | 3.31 | 1.01 | 0.16 | n/a
LDNO HV: LV Sub HH Metered | 831 |  | 15.238 | 0.107 | 0.073 | 3.9 | 1.8 | 0.215 | n/a
LDNO HV: HV HH Metered | 832 |  | 15.164 | 0.053 | 0.053 | 46.75 | 1.63 | 0.2 | n/a
LDNO HV: NHH UMS category A | TBC | 8 | 0.925 | 0 | 0 | 0 | 0 | 0 | n/a
LDNO HV: NHH UMS category B | TBC | 1 | 1.412 | 0 | 0 | 0 | 0 | 0 | n/a
LDNO HV: NHH UMS category C | TBC | 1 | 2.436 | 0 | 0 | 0 | 0 | 0 | n/a
LDNO HV: NHH UMS category D | TBC | 1 | 0.549 | 0 | 0 | 0 | 0 | 0 | n/a
LDNO HV: LV UMS (Pseudo HH Metered) | 834 |  | 33.087 | 0.412 | 0.305 | 0 | 0 | 0 | n/a
LDNO HV: LV Generation NHH | 835 | 8 | -0.659 | 0 | 0 | 0 | 0 | 0 | n/a
LDNO HV: LV Sub Generation NHH | 843 | 8 | -0.609 | 0 | 0 | 0 | 0 | 0 | n/a
LDNO HV: LV Generation Intermittent | 836 |  | -0.659 | 0 | 0 | 0 | 0 | 0.149 | n/a
LDNO HV: LV Generation Non-Intermittent | 837 |  | -7.615 | -0.302 | -0.159 | 0 | 0 | 0.149 | n/a
LDNO HV: LV Sub Generation Intermittent | 838 |  | -0.609 | 0 | 0 | 0 | 0 | 0.128 | n/a
LDNO HV: LV Sub Generation Non-Intermittent | 839 |  | -7.142 | -0.265 | -0.144 | 0 | 0 | 0.128 | n/a
LDNO HV: HV Generation Intermittent | 841 |  | -0.375 | 0 | 0 | 0 | 0 | 0.094 | n/a
LDNO HV: HV Generation Non-Intermittent | 842 |  | -4.941 | -0.097 | -0.078 | 0 | 0 | 0.094 | n/a

## LAFs
Loss adjustment factors and network use matrices for WPD South West in (DCP66A Forecast)
This sheet calculates matrices of loss adjustment factors and of network use factors.
These matrices map out the extent to which each type of user uses each level of the network, and are used throughout the workbook.
2001. Loss adjustment factors to transmission
Data sources:
x1 = Network level for each tariff (to get loss factors applicable to capacity) (in Loss adjustment factors to transmission)
x2 = 1032. Loss adjustment factors to transmission
Kind: | Fixed data | [6 empty] | Sum-product calculation
Formula: | [7 empty] | =SUMPRODUCT(x1, x2)
Network level for each tariff (to get loss factors applicable to capacity)
| 132kV | 132kV/EHV | EHV | EHV/HV | HV | HV/LV | LV circuits | Loss adjustment factor
Domestic Unrestricted | 0 | 0 | 0 | 0 | 0 | 0 | 1 | 1.087
Domestic Two Rate | 0 | 0 | 0 | 0 | 0 | 0 | 1 | 1.087
Domestic Off Peak (related MPAN) | 0 | 0 | 0 | 0 | 0 | 0 | 1 | 1.087
Small Non Domestic Unrestricted | 0 | 0 | 0 | 0 | 0 | 0 | 1 | 1.087
Small Non Domestic Two Rate | 0 | 0 | 0 | 0 | 0 | 0 | 1 | 1.087
Small Non Domestic Off Peak (related MPAN) | 0 | 0 | 0 | 0 | 0 | 0 | 1 | 1.087
LV Medium Non-Domestic | 0 | 0 | 0 | 0 | 0 | 0 | 1 | 1.087
LV Sub Medium Non-Domestic | 0 | 0 | 0 | 0 | 0 | 1 | 0 | 1.078
HV Medium Non-Domestic | 0 | 0 | 0 | 0 | 1 | 0 | 0 | 1.065
LV HH Metered | 0 | 0 | 0 | 0 | 0 | 0 | 1 | 1.087
LV Sub HH Metered | 0 | 0 | 0 | 0 | 0 | 1 | 0 | 1.078
HV HH Metered | 0 | 0 | 0 | 0 | 1 | 0 | 0 | 1.065
HV Sub HH Metered | 0 | 0 | 0 | 1 | 0 | 0 | 0 | 1.042
NHH UMS category A | 0 | 0 | 0 | 0 | 0 | 0 | 1 | 1.087
NHH UMS category B | 0 | 0 | 0 | 0 | 0 | 0 | 1 | 1.087
NHH UMS category C | 0 | 0 | 0 | 0 | 0 | 0 | 1 | 1.087
NHH UMS category D | 0 | 0 | 0 | 0 | 0 | 0 | 1 | 1.087
LV UMS (Pseudo HH Metered) | 0 | 0 | 0 | 0 | 0 | 0 | 1 | 1.087
LV Generation NHH | 0 | 0 | 0 | 0 | 0 | 0 | 1 | 1.087
LV Sub Generation NHH | 0 | 0 | 0 | 0 | 0 | 1 | 0 | 1.078
LV Generation Intermittent | 0 | 0 | 0 | 0 | 0 | 0 | 1 | 1.087
LV Generation Non-Intermittent | 0 | 0 | 0 | 0 | 0 | 0 | 1 | 1.087
LV Sub Generation Intermittent | 0 | 0 | 0 | 0 | 0 | 1 | 0 | 1.078
LV Sub Generation Non-Intermittent | 0 | 0 | 0 | 0 | 0 | 1 | 0 | 1.078
HV Generation Intermittent | 0 | 0 | 0 | 0 | 1 | 0 | 0 | 1.065
HV Generation Non-Intermittent | 0 | 0 | 0 | 0 | 1 | 0 | 0 | 1.065
HV Sub Generation Intermittent | 0 | 0 | 0 | 1 | 0 | 0 | 0 | 1.042
HV Sub Generation Non-Intermittent | 0 | 0 | 0 | 1 | 0 | 0 | 0 | 1.042
2002. Mapping of DRM network levels to core network levels
| 132kV | 132kV/EHV | EHV | EHV/HV | HV | HV/LV | LV circuits
132kV | 1 | 0 | 0 | 0 | 0 | 0 | 0
132kV/EHV | 0 | 1 | 0 | 0 | 0 | 0 | 0
EHV | 0 | 0 | 1 | 0 | 0 | 0 | 0
EHV/HV | 0 | 0 | 0 | 1 | 0 | 0 | 0
132kV/HV | 0 | 0 | 0 | 1 | 0 | 0 | 0
HV | 0 | 0 | 0 | 0 | 1 | 0 | 0
HV/LV | 0 | 0 | 0 | 0 | 0 | 1 | 0
LV circuits | 0 | 0 | 0 | 0 | 0 | 0 | 1
2003. Loss adjustment factor to transmission for each DRM network level
Data sources:
x1 = 2002. Mapping of DRM network levels to core network levels
x2 = 1032. Loss adjustment factors to transmission
Sum-product calculation =SUMPRODUCT(x1, x2)
Loss adjustment factor to transmission for each DRM network level
132kV | 1.013
132kV/EHV | 1.017
EHV | 1.032
EHV/HV | 1.042
132kV/HV | 1.042
HV | 1.065
HV/LV | 1.078
LV circuits | 1.087
2004. Loss adjustment factor to transmission for each network level
Data sources:
x1 = 2003. Loss adjustment factor to transmission for each DRM network level
x2 = 1 for GSP level
Combine tables = x1 or x2
| GSPs | 132kV | 132kV/EHV | EHV | EHV/HV | 132kV/HV | HV | HV/LV | LV circuits
Loss adjustment factor to transmission for each network level | 1 | 1.013 | 1.017 | 1.032 | 1.042 | 1.042 | 1.065 | 1.078 | 1.087
2005. Network use factors
These network use factors indicate to what extent each network level is used by each tariff.
This table reflects the policy that generators receive credits only in respect of network levels above the voltage of connection. Generators do not receive credits at the voltage of connection.
The factors in this table are before any adjustment for a 132kV/HV network level or for generation-dominated areas.
| GSPs | 132kV | 132kV/EHV | EHV | EHV/HV | HV | HV/LV | LV circuits
Domestic Unrestricted | 1 | 1 | 1 | 1 | 1 | 1 | 1 | 1
Domestic Two Rate | 1 | 1 | 1 | 1 | 1 | 1 | 1 | 1
Domestic Off Peak (related MPAN) | 1 | 1 | 1 | 1 | 1 | 1 | 1 | 1
Small Non Domestic Unrestricted | 1 | 1 | 1 | 1 | 1 | 1 | 1 | 1
Small Non Domestic Two Rate | 1 | 1 | 1 | 1 | 1 | 1 | 1 | 1
Small Non Domestic Off Peak (related MPAN) | 1 | 1 | 1 | 1 | 1 | 1 | 1 | 1
LV Medium Non-Domestic | 1 | 1 | 1 | 1 | 1 | 1 | 1 | 1
LV Sub Medium Non-Domestic | 1 | 1 | 1 | 1 | 1 | 1 | 1 | 0
HV Medium Non-Domestic | 1 | 1 | 1 | 1 | 1 | 1 | 0 | 0
LV HH Metered | 1 | 1 | 1 | 1 | 1 | 1 | 1 | 1
LV Sub HH Metered | 1 | 1 | 1 | 1 | 1 | 1 | 1 | 0
HV HH Metered | 1 | 1 | 1 | 1 | 1 | 1 | 0 | 0
HV Sub HH Metered | 1 | 1 | 1 | 1 | 1 | 0 | 0 | 0
NHH UMS category A | 1 | 1 | 1 | 1 | 1 | 1 | 1 | 1
NHH UMS category B | 1 | 1 | 1 | 1 | 1 | 1 | 1 | 1
NHH UMS category C | 1 | 1 | 1 | 1 | 1 | 1 | 1 | 1
NHH UMS category D | 1 | 1 | 1 | 1 | 1 | 1 | 1 | 1
LV UMS (Pseudo HH Metered) | 1 | 1 | 1 | 1 | 1 | 1 | 1 | 1
LV Generation NHH | 1 | 1 | 1 | 1 | 1 | 1 | 1 | 0
LV Sub Generation NHH | 1 | 1 | 1 | 1 | 1 | 1 | 0 | 0
LV Generation Intermittent | 1 | 1 | 1 | 1 | 1 | 1 | 1 | 0
LV Generation Non-Intermittent | 1 | 1 | 1 | 1 | 1 | 1 | 1 | 0
LV Sub Generation Intermittent | 1 | 1 | 1 | 1 | 1 | 1 | 0 | 0
LV Sub Generation Non-Intermittent | 1 | 1 | 1 | 1 | 1 | 1 | 0 | 0
HV Generation Intermittent | 1 | 1 | 1 | 1 | 1 | 0 | 0 | 0
HV Generation Non-Intermittent | 1 | 1 | 1 | 1 | 1 | 0 | 0 | 0
HV Sub Generation Intermittent | 1 | 1 | 1 | 1 | 0 | 0 | 0 | 0
HV Sub Generation Non-Intermittent | 1 | 1 | 1 | 1 | 0 | 0 | 0 | 0
2006. Proportion going through 132kV/EHV
Data sources:
x1 = 1018. Proportion of relevant load going through 132kV/HV direct transformation
Calculation =1-x1
132kV/EHV
132kV/EHV | 100%
2007. Proportion going through EHV
Data sources:
x1 = 1018. Proportion of relevant load going through 132kV/HV direct transformation
Calculation =1-x1
EHV
EHV | 100%
2008. Proportion going through EHV/HV
Data sources:
x1 = 1018. Proportion of relevant load going through 132kV/HV direct transformation
Calculation =1-x1
EHV/HV
EHV/HV | 100%
2009. Rerouteing matrix for all network levels
Data sources:
x1 = 1018. Proportion of relevant load going through 132kV/HV direct transformation
x2 = 2006. Proportion going through 132kV/EHV
x3 = 2007. Proportion going through EHV
x4 = 2008. Proportion going through EHV/HV
x5 = Rerouteing matrix: default elements
x6 = Map GSP to GSP
Combine tables = x1 or x2 or x3 or x4 or x5 or x6
| GSPs | 132kV | 132kV/EHV | EHV | EHV/HV | HV | HV/LV | LV circuits
GSPs | 1
132kV |  | 100% | 0% | 0% | 0% | 0% | 0% | 0%
132kV/EHV |  | 0% | 100% | 0% | 0% | 0% | 0% | 0%
EHV |  | 0% | 0% | 100% | 0% | 0% | 0% | 0%
EHV/HV |  | 0% | 0% | 0% | 100% | 0% | 0% | 0%
132kV/HV |  | 0% | 0% | 0% | 0% | 0% | 0% | 0%
HV |  | 0% | 0% | 0% | 0% | 100% | 0% | 0%
HV/LV |  | 0% | 0% | 0% | 0% | 0% | 100% | 0%
LV circuits |  | 0% | 0% | 0% | 0% | 0% | 0% | 100%
2010. Network use factors: interim step in calculations before adjustments
Data sources:
x1 = 2005. Network use factors
x2 = 2009. Rerouteing matrix for all network levels
Sum-product calculation =SUMPRODUCT(x1, x2)
| GSPs | 132kV | 132kV/EHV | EHV | EHV/HV | 132kV/HV | HV | HV/LV | LV circuits
Domestic Unrestricted | 1 | 1 | 1 | 1 | 1 | 0 | 1 | 1 | 1
Domestic Two Rate | 1 | 1 | 1 | 1 | 1 | 0 | 1 | 1 | 1
Domestic Off Peak (related MPAN) | 1 | 1 | 1 | 1 | 1 | 0 | 1 | 1 | 1
Small Non Domestic Unrestricted | 1 | 1 | 1 | 1 | 1 | 0 | 1 | 1 | 1
Small Non Domestic Two Rate | 1 | 1 | 1 | 1 | 1 | 0 | 1 | 1 | 1
Small Non Domestic Off Peak (related MPAN) | 1 | 1 | 1 | 1 | 1 | 0 | 1 | 1 | 1
LV Medium Non-Domestic | 1 | 1 | 1 | 1 | 1 | 0 | 1 | 1 | 1
LV Sub Medium Non-Domestic | 1 | 1 | 1 | 1 | 1 | 0 | 1 | 1 | 0
HV Medium Non-Domestic | 1 | 1 | 1 | 1 | 1 | 0 | 1 | 0 | 0
LV HH Metered | 1 | 1 | 1 | 1 | 1 | 0 | 1 | 1 | 1
LV Sub HH Metered | 1 | 1 | 1 | 1 | 1 | 0 | 1 | 1 | 0
HV HH Metered | 1 | 1 | 1 | 1 | 1 | 0 | 1 | 0 | 0
HV Sub HH Metered | 1 | 1 | 1 | 1 | 1 | 0 | 0 | 0 | 0
NHH UMS category A | 1 | 1 | 1 | 1 | 1 | 0 | 1 | 1 | 1
NHH UMS category B | 1 | 1 | 1 | 1 | 1 | 0 | 1 | 1 | 1
NHH UMS category C | 1 | 1 | 1 | 1 | 1 | 0 | 1 | 1 | 1
NHH UMS category D | 1 | 1 | 1 | 1 | 1 | 0 | 1 | 1 | 1
LV UMS (Pseudo HH Metered) | 1 | 1 | 1 | 1 | 1 | 0 | 1 | 1 | 1
LV Generation NHH | 1 | 1 | 1 | 1 | 1 | 0 | 1 | 1 | 0
LV Sub Generation NHH | 1 | 1 | 1 | 1 | 1 | 0 | 1 | 0 | 0
LV Generation Intermittent | 1 | 1 | 1 | 1 | 1 | 0 | 1 | 1 | 0
LV Generation Non-Intermittent | 1 | 1 | 1 | 1 | 1 | 0 | 1 | 1 | 0
LV Sub Generation Intermittent | 1 | 1 | 1 | 1 | 1 | 0 | 1 | 0 | 0
LV Sub Generation Non-Intermittent | 1 | 1 | 1 | 1 | 1 | 0 | 1 | 0 | 0
HV Generation Intermittent | 1 | 1 | 1 | 1 | 1 | 0 | 0 | 0 | 0
HV Generation Non-Intermittent | 1 | 1 | 1 | 1 | 1 | 0 | 0 | 0 | 0
HV Sub Generation Intermittent | 1 | 1 | 1 | 1 | 0 | 0 | 0 | 0 | 0
HV Sub Generation Non-Intermittent | 1 | 1 | 1 | 1 | 0 | 0 | 0 | 0 | 0
2011. Network use factors for all tariffs
Data sources:
x1 = Network use factors including 132kV/HV for generation dominated tariffs
x2 = Network use factors including 132kV/HV for HV Sub tariffs
x3 = 2010. Network use factors: interim step in calculations before adjustments
Combine tables = x1 or x2 or x3
| GSPs | 132kV | 132kV/EHV | EHV | EHV/HV | 132kV/HV | HV | HV/LV | LV circuits
Domestic Unrestricted | 1 | 1 | 1 | 1 | 1 | 0 | 1 | 1 | 1
Domestic Two Rate | 1 | 1 | 1 | 1 | 1 | 0 | 1 | 1 | 1
Domestic Off Peak (related MPAN) | 1 | 1 | 1 | 1 | 1 | 0 | 1 | 1 | 1
Small Non Domestic Unrestricted | 1 | 1 | 1 | 1 | 1 | 0 | 1 | 1 | 1
Small Non Domestic Two Rate | 1 | 1 | 1 | 1 | 1 | 0 | 1 | 1 | 1
Small Non Domestic Off Peak (related MPAN) | 1 | 1 | 1 | 1 | 1 | 0 | 1 | 1 | 1
LV Medium Non-Domestic | 1 | 1 | 1 | 1 | 1 | 0 | 1 | 1 | 1
LV Sub Medium Non-Domestic | 1 | 1 | 1 | 1 | 1 | 0 | 1 | 1 | 0
HV Medium Non-Domestic | 1 | 1 | 1 | 1 | 1 | 0 | 1 | 0 | 0
LV HH Metered | 1 | 1 | 1 | 1 | 1 | 0 | 1 | 1 | 1
LV Sub HH Metered | 1 | 1 | 1 | 1 | 1 | 0 | 1 | 1 | 0
HV HH Metered | 1 | 1 | 1 | 1 | 1 | 0 | 1 | 0 | 0
HV Sub HH Metered | 1 | 1 | 1 | 1 | 1 | 0 | 0 | 0 | 0
NHH UMS category A | 1 | 1 | 1 | 1 | 1 | 0 | 1 | 1 | 1
NHH UMS category B | 1 | 1 | 1 | 1 | 1 | 0 | 1 | 1 | 1
NHH UMS category C | 1 | 1 | 1 | 1 | 1 | 0 | 1 | 1 | 1
NHH UMS category D | 1 | 1 | 1 | 1 | 1 | 0 | 1 | 1 | 1
LV UMS (Pseudo HH Metered) | 1 | 1 | 1 | 1 | 1 | 0 | 1 | 1 | 1
LV Generation NHH | 1 | 1 | 1 | 1 | 1 | 0 | 1 | 1 | 0
LV Sub Generation NHH | 1 | 1 | 1 | 1 | 1 | 0 | 1 | 0 | 0
LV Generation Intermittent | 1 | 1 | 1 | 1 | 1 | 0 | 1 | 1 | 0
LV Generation Non-Intermittent | 1 | 1 | 1 | 1 | 1 | 0 | 1 | 1 | 0
LV Sub Generation Intermittent | 1 | 1 | 1 | 1 | 1 | 0 | 1 | 0 | 0
LV Sub Generation Non-Intermittent | 1 | 1 | 1 | 1 | 1 | 0 | 1 | 0 | 0
HV Generation Intermittent | 1 | 1 | 1 | 1 | 1 | 0 | 0 | 0 | 0
HV Generation Non-Intermittent | 1 | 1 | 1 | 1 | 1 | 0 | 0 | 0 | 0
HV Sub Generation Intermittent | 1 | 1 | 1 | 1 | 0 | 0 | 0 | 0 | 0
HV Sub Generation Non-Intermittent | 1 | 1 | 1 | 1 | 0 | 0 | 0 | 0 | 0
2012. Loss adjustment factors between end user meter reading and each network level, scaled by network use
Data sources:
x1 = 2004. Loss adjustment factor to transmission for each network level
x2 = 2011. Network use factors for all tariffs
x3 = 2001. Loss adjustment factor to transmission (in Loss adjustment factors to transmission)
Calculation =IF(x1="",x2,x2*x3/x1)
| GSPs | 132kV | 132kV/EHV | EHV | EHV/HV | 132kV/HV | HV | HV/LV | LV circuits
Domestic Unrestricted | 1.087 | 1.0731 | 1.0688 | 1.0533 | 1.0432 | 0 | 1.0207 | 1.0083 | 1
Domestic Two Rate | 1.087 | 1.0731 | 1.0688 | 1.0533 | 1.0432 | 0 | 1.0207 | 1.0083 | 1
Domestic Off Peak (related MPAN) | 1.087 | 1.0731 | 1.0688 | 1.0533 | 1.0432 | 0 | 1.0207 | 1.0083 | 1
Small Non Domestic Unrestricted | 1.087 | 1.0731 | 1.0688 | 1.0533 | 1.0432 | 0 | 1.0207 | 1.0083 | 1
Small Non Domestic Two Rate | 1.087 | 1.0731 | 1.0688 | 1.0533 | 1.0432 | 0 | 1.0207 | 1.0083 | 1
Small Non Domestic Off Peak (related MPAN) | 1.087 | 1.0731 | 1.0688 | 1.0533 | 1.0432 | 0 | 1.0207 | 1.0083 | 1
LV Medium Non-Domestic | 1.087 | 1.0731 | 1.0688 | 1.0533 | 1.0432 | 0 | 1.0207 | 1.0083 | 1
LV Sub Medium Non-Domestic | 1.078 | 1.0642 | 1.06 | 1.0446 | 1.0345 | 0 | 1.0122 | 1 | 0
HV Medium Non-Domestic | 1.065 | 1.0513 | 1.0472 | 1.032 | 1.0221 | 0 | 1 | 0 | 0
LV HH Metered | 1.087 | 1.0731 | 1.0688 | 1.0533 | 1.0432 | 0 | 1.0207 | 1.0083 | 1
LV Sub HH Metered | 1.078 | 1.0642 | 1.06 | 1.0446 | 1.0345 | 0 | 1.0122 | 1 | 0
HV HH Metered | 1.065 | 1.0513 | 1.0472 | 1.032 | 1.0221 | 0 | 1 | 0 | 0
HV Sub HH Metered | 1.042 | 1.0286 | 1.0246 | 1.0097 | 1 | 0 | 0 | 0 | 0
NHH UMS category A | 1.087 | 1.0731 | 1.0688 | 1.0533 | 1.0432 | 0 | 1.0207 | 1.0083 | 1
NHH UMS category B | 1.087 | 1.0731 | 1.0688 | 1.0533 | 1.0432 | 0 | 1.0207 | 1.0083 | 1
NHH UMS category C | 1.087 | 1.0731 | 1.0688 | 1.0533 | 1.0432 | 0 | 1.0207 | 1.0083 | 1
NHH UMS category D | 1.087 | 1.0731 | 1.0688 | 1.0533 | 1.0432 | 0 | 1.0207 | 1.0083 | 1
LV UMS (Pseudo HH Metered) | 1.087 | 1.0731 | 1.0688 | 1.0533 | 1.0432 | 0 | 1.0207 | 1.0083 | 1
LV Generation NHH | 1.087 | 1.0731 | 1.0688 | 1.0533 | 1.0432 | 0 | 1.0207 | 1.0083 | 0
LV Sub Generation NHH | 1.078 | 1.0642 | 1.06 | 1.0446 | 1.0345 | 0 | 1.0122 | 0 | 0
LV Generation Intermittent | 1.087 | 1.0731 | 1.0688 | 1.0533 | 1.0432 | 0 | 1.0207 | 1.0083 | 0
LV Generation Non-Intermittent | 1.087 | 1.0731 | 1.0688 | 1.0533 | 1.0432 | 0 | 1.0207 | 1.0083 | 0
LV Sub Generation Intermittent | 1.078 | 1.0642 | 1.06 | 1.0446 | 1.0345 | 0 | 1.0122 | 0 | 0
LV Sub Generation Non-Intermittent | 1.078 | 1.0642 | 1.06 | 1.0446 | 1.0345 | 0 | 1.0122 | 0 | 0
HV Generation Intermittent | 1.065 | 1.0513 | 1.0472 | 1.032 | 1.0221 | 0 | 0 | 0 | 0
HV Generation Non-Intermittent | 1.065 | 1.0513 | 1.0472 | 1.032 | 1.0221 | 0 | 0 | 0 | 0
HV Sub Generation Intermittent | 1.042 | 1.0286 | 1.0246 | 1.0097 | 0 | 0 | 0 | 0 | 0
HV Sub Generation Non-Intermittent | 1.042 | 1.0286 | 1.0246 | 1.0097 | 0 | 0 | 0 | 0 | 0

## DRM
Network model for WPD South West in (DCP66A Forecast)
This sheet collects data from a network model and calculates aggregated annuitised unit costs from these data.
2101. Annuity rate
Data sources:
x1 = 1010. Rate of return (in Financial and general assumptions)
x2 = 1010. Annualisation period (years) (in Financial and general assumptions)
x3 = 1010. Days in the charging year (in Financial and general assumptions)
Calculation =PMT(x1,x2,-1)*IF(OR(x3>366,x3<365),x3/365.25,1)
Annuity rate
Annuity rate | 6.314%
2102. Loss adjustment factor to transmission for each core level
Data sources:
x1 = 1032. Loss adjustment factors to transmission
x2 = 1 for GSP level
Combine tables = x1 or x2
| GSPs | 132kV | 132kV/EHV | EHV | EHV/HV | HV | HV/LV | LV circuits
Loss adjustment factor to transmission for each core level | 1 | 1.013 | 1.017 | 1.032 | 1.042 | 1.065 | 1.078 | 1.087
2103. Loss adjustment factors
Data sources:
x1 = 2102. Loss adjustment factor to transmission for each core level
x2 = Loss adjustment factor to transmission for network level exit (in Loss adjustment factors)
Kind: | Copy cells | Special copy
Formula: | =x1 | = x2
| Loss adjustment factor to transmission for network level exit | Loss adjustment factor to transmission for network level entry
GSPs | 1
132kV | 1.013 | 1
132kV/EHV | 1.017 | 1.013
EHV | 1.032 | 1.017
EHV/HV | 1.042 | 1.032
HV | 1.065 | 1.042
HV/LV | 1.078 | 1.065
LV circuits | 1.087 | 1.078
2104. Diversity calculations
Data sources:
x1 = 1017. Diversity allowance between top and bottom of network level
x2 = Coincidence to system peak at level exit (in Diversity calculations)
Kind: | Special calculation | Special calculation | Special calculation
Formula: | =previous/(1+x1) | =previous/(1+x1) | =1/x2-1
| Coincidence to GSP peak at level exit | Coincidence to system peak at level exit | Diversity allowance between level exit and GSP Group
GSPs |  | 97.85% | 2.2%
132kV | 96.99% | 94.91% | 5.368%
132kV/EHV | 96.99% | 94.91% | 5.368%
EHV | 90.23% | 88.28% | 13.27%
EHV/HV | 90.23% | 88.28% | 13.27%
HV | 65.86% | 64.44% | 55.18%
HV/LV | 65.86% | 64.44% | 55.18%
LV circuits | 65.86% | 64.44%
2105. Network model total maximum demand at substation (MW)
Data sources:
x1 = 1019. Network model GSP peak demand (MW)
x2 = 2104. Coincidence to GSP peak at level exit (in Diversity calculations)
Calculation =x1/x2
Network model total maximum demand at substation (MW)
132kV | 515.5
132kV/EHV | 515.5
EHV | 554.1625
EHV/HV | 554.1625
HV | 759.2026
HV/LV | 759.2026
LV circuits | 759.2026
2106. Network model contribution to system maximum load measured at network level exit (MW)
Data sources:
x1 = 2105. Network model total maximum demand at substation (MW)
x2 = 2104. Coincidence to system peak at level exit (in Diversity calculations)
x3 = 2103. Loss adjustment factor to transmission for network level exit (in Loss adjustment factors)
Calculation =x1*x2/x3
Network model contribution to system maximum load measured at network level exit (MW)
132kV | 482.9583
132kV/EHV | 481.0588
EHV | 474.0667
EHV/HV | 469.5171
HV | 459.3773
HV/LV | 453.8375
LV circuits | 450.0798
2107. Rerouteing matrix for DRM network levels
Data sources:
x1 = 1018. Proportion of relevant load going through 132kV/HV direct transformation
x2 = 2006. Proportion going through 132kV/EHV
x3 = 2007. Proportion going through EHV
x4 = 2008. Proportion going through EHV/HV
x5 = Rerouteing matrix: default elements
Combine tables = x1 or x2 or x3 or x4 or x5
| 132kV | 132kV/EHV | EHV | EHV/HV | 132kV/HV | HV | HV/LV | LV circuits
132kV | 100% | 0% | 0% | 0% | 0% | 0% | 0% | 0%
132kV/EHV | 0% | 100% | 0% | 0% | 0% | 0% | 0% | 0%
EHV | 0% | 0% | 100% | 0% | 0% | 0% | 0% | 0%
EHV/HV | 0% | 0% | 0% | 100% | 0% | 0% | 0% | 0%
HV | 0% | 0% | 0% | 0% | 0% | 100% | 0% | 0%
HV/LV | 0% | 0% | 0% | 0% | 0% | 0% | 100% | 0%
LV circuits | 0% | 0% | 0% | 0% | 0% | 0% | 0% | 100%
2108. GSP simultaneous maximum load assumed through each network level (MW)
Data sources:
x1 = 2106. Network model contribution to system maximum load measured at network level exit (MW)
x2 = 2107. Rerouteing matrix for DRM network levels
Sum-product calculation =SUMPRODUCT(x1, x2)
GSP simultaneous maximum load assumed through each network level (MW)
132kV | 482.9583
132kV/EHV | 481.0588
EHV | 474.0667
EHV/HV | 469.5171
132kV/HV | 0
HV | 459.3773
HV/LV | 453.8375
LV circuits | 450.0798
2109. Network model annuity by simultaneous maximum load for each network level (£/kW/year)
Data sources:
x1 = 2108. GSP simultaneous maximum load assumed through each network level (MW)
x2 = 1020. Gross asset cost by network level (£)
x3 = 2101. Annuity rate
Calculation =IF(x1,0.001*x2*x3/x1,0)
Model £/kW SML
Assets 132kV | 13.8364
Assets 132kV/EHV | 2.069
Assets EHV | 6.1947
Assets EHV/HV | 5
Assets 132kV/HV | 0
Assets HV | 21.3626
Assets HV/LV | 8.4388
Assets LV circuits | 18.976

## SM
Service models for WPD South West in (DCP66A Forecast)
This sheet collects and processes data from the service models.
2201. Asset £/customer from LV service models
Data sources:
x1 = 1025. Matrix of applicability of LV service models to tariffs with fixed charges
x2 = 1022. LV service model asset cost (£)
Sum-product calculation =SUMPRODUCT(x1, x2)
Assets LV customer
Domestic Unrestricted | 234.4888
Domestic Two Rate | 234.4888
Small Non Domestic Unrestricted | 578.9438
Small Non Domestic Two Rate | 578.9438
LV Medium Non-Domestic | 683.8749
LV Sub Medium Non-Domestic | 509.4741
LV HH Metered | 1169.0366
LV Sub HH Metered | 858.6035
LV Generation NHH | 0
LV Sub Generation NHH | 0
LV Generation Intermittent | 0
LV Generation Non-Intermittent | 0
LV Sub Generation Intermittent | 0
LV Sub Generation Non-Intermittent | 0
2202. Asset £/(MWh/year) from LV service models
Data sources:
x1 = 1026. Matrix of applicability of LV service models to unmetered tariffs
x2 = 1022. LV service model asset cost (£)
Sum-product calculation =SUMPRODUCT(x1, x2)
Assets LV customer
Asset £/(MWh/year) from LV service models | 219.6183
2203. Service model asset p/kWh charge for unmetered tariffs
Data sources:
x1 = 1010. Annuity proportion for customer-contributed assets (in Financial and general assumptions)
x2 = 2202. Asset £/(MWh/year) from LV service models
x3 = 2101. Annuity rate
Calculation =0.1*x1*x2*x3
Assets LV customer
Service model asset p/kWh charge for unmetered tariffs | 0
2204. Asset £/customer from HV service models
Data sources:
x1 = 1028. Matrix of applicability of HV service models to tariffs with fixed charges
x2 = 1023. HV service model asset cost (£)
Sum-product calculation =SUMPRODUCT(x1, x2)
Assets HV customer
HV Medium Non-Domestic | 8748.3778
HV HH Metered | 8748.3778
HV Sub HH Metered | 8748.3778
HV Generation Intermittent | 4299.3136
HV Generation Non-Intermittent | 4299.3136
HV Sub Generation Intermittent | 4299.3136
HV Sub Generation Non-Intermittent | 4299.3136
2205. Service model assets by tariff (£)
Data sources:
x1 = 2201. Asset £/customer from LV service models
x2 = 2204. Asset £/customer from HV service models
Combine tables = x1 or x2
| Assets LV customer | Assets HV customer
Domestic Unrestricted | 234.4888
Domestic Two Rate | 234.4888
Domestic Off Peak (related MPAN)
Small Non Domestic Unrestricted | 578.9438
Small Non Domestic Two Rate | 578.9438
Small Non Domestic Off Peak (related MPAN)
LV Medium Non-Domestic | 683.8749
LV Sub Medium Non-Domestic | 509.4741
HV Medium Non-Domestic |  | 8748.3778
LV HH Metered | 1169.0366
LV Sub HH Metered | 858.6035
HV HH Metered |  | 8748.3778
HV Sub HH Metered |  | 8748.3778
NHH UMS category A
NHH UMS category B
NHH UMS category C
NHH UMS category D
LV UMS (Pseudo HH Metered)
LV Generation NHH | 0
LV Sub Generation NHH | 0
LV Generation Intermittent | 0
LV Generation Non-Intermittent | 0
LV Sub Generation Intermittent | 0
LV Sub Generation Non-Intermittent | 0
HV Generation Intermittent |  | 4299.3136
HV Generation Non-Intermittent |  | 4299.3136
HV Sub Generation Intermittent |  | 4299.3136
HV Sub Generation Non-Intermittent |  | 4299.3136
2206. Replacement annuities for service models
Data sources:
x1 = 1010. Days in the charging year (in Financial and general assumptions)
x2 = 2205. Service model assets by tariff (£)
x3 = 2101. Annuity rate
x4 = 1010. Annuity proportion for customer-contributed assets (in Financial and general assumptions)
x5 = Service model p/MPAN/day charge (in Replacement annuities for service models)
Kind: | Calculation |  | Cell summation
Formula: | =100/x1*x2*x3*x4 |  | =SUM(x5)
Service model p/MPAN/day charge
| Assets LV customer | Assets HV customer | Service model p/MPAN/day
Domestic Unrestricted | 0 | 0 | 0
Domestic Two Rate | 0 | 0 | 0
Domestic Off Peak (related MPAN) | 0 | 0 | 0
Small Non Domestic Unrestricted | 0 | 0 | 0
Small Non Domestic Two Rate | 0 | 0 | 0
Small Non Domestic Off Peak (related MPAN) | 0 | 0 | 0
LV Medium Non-Domestic | 0 | 0 | 0
LV Sub Medium Non-Domestic | 0 | 0 | 0
HV Medium Non-Domestic | 0 | 0 | 0
LV HH Metered | 0 | 0 | 0
LV Sub HH Metered | 0 | 0 | 0
HV HH Metered | 0 | 0 | 0
HV Sub HH Metered | 0 | 0 | 0
NHH UMS category A | 0 | 0 | 0
NHH UMS category B | 0 | 0 | 0
NHH UMS category C | 0 | 0 | 0
NHH UMS category D | 0 | 0 | 0
LV UMS (Pseudo HH Metered) | 0 | 0 | 0
LV Generation NHH | 0 | 0 | 0
LV Sub Generation NHH | 0 | 0 | 0
LV Generation Intermittent | 0 | 0 | 0
LV Generation Non-Intermittent | 0 | 0 | 0
LV Sub Generation Intermittent | 0 | 0 | 0
LV Sub Generation Non-Intermittent | 0 | 0 | 0
HV Generation Intermittent | 0 | 0 | 0
HV Generation Non-Intermittent | 0 | 0 | 0
HV Sub Generation Intermittent | 0 | 0 | 0
HV Sub Generation Non-Intermittent | 0 | 0 | 0

## Loads
Load characteristics for WPD South West in (DCP66A Forecast)
This sheet compiles information about the assumed characteristics of network users.
A load factor represents the average load of a user or user group, relative to the maximum load level of that user or
user group. Load factors are numbers between 0 and 1.
A coincidence factor represents the expectation value of the load of a user or user group at the time of system maximum load,
relative to the maximum load level of that user or user group. Coincidence factors are numbers between 0 and 1.
A load coefficient is the expectation value of the load of a user or user group at the time of system maximum load, relative to the average load level of that user or user group.
For demand users, the load coefficient is a demand coefficient and can be calculated as the ratio of the coincidence factor to the load factor.
2301. Demand coefficient (load at time of system maximum load divided by average load)
Data sources:
x1 = 1041. Coincidence factor to system maximum load for each type of demand user (in Load profile data for demand users)
x2 = 1041. Load factor for each type of demand user (in Load profile data for demand users)
Calculation =x1/x2
Demand coefficient
Domestic Unrestricted | 2.2822
Domestic Two Rate | 1.4377
Domestic Off Peak (related MPAN) | 0
Small Non Domestic Unrestricted | 1.7336
Small Non Domestic Two Rate | 1.3433
Small Non Domestic Off Peak (related MPAN) | 0
LV Medium Non-Domestic | 1.431
LV Sub Medium Non-Domestic | 1.3774
HV Medium Non-Domestic | 1.8327
LV HH Metered | 1.4023
LV Sub HH Metered | 1.2883
HV HH Metered | 1.1267
HV Sub HH Metered | 0.88987
NHH UMS category A | 1
NHH UMS category B | 2.1082
NHH UMS category C | 3.9414
NHH UMS category D | 0.052562
LV UMS (Pseudo HH Metered) | 1.9332
2302. Load coefficient
Data sources:
x1 = 2301. Demand coefficient (load at time of system maximum load divided by average load)
x2 = Negative of generation coefficient; set to -1
Combine tables = x1 or x2
Load coefficient
Domestic Unrestricted | 2.2822
Domestic Two Rate | 1.4377
Domestic Off Peak (related MPAN) | 0
Small Non Domestic Unrestricted | 1.7336
Small Non Domestic Two Rate | 1.3433
Small Non Domestic Off Peak (related MPAN) | 0
LV Medium Non-Domestic | 1.431
LV Sub Medium Non-Domestic | 1.3774
HV Medium Non-Domestic | 1.8327
LV HH Metered | 1.4023
LV Sub HH Metered | 1.2883
HV HH Metered | 1.1267
HV Sub HH Metered | 0.88987
NHH UMS category A | 1
NHH UMS category B | 2.1082
NHH UMS category C | 3.9414
NHH UMS category D | 0.052562
LV UMS (Pseudo HH Metered) | 1.9332
LV Generation NHH | -1
LV Sub Generation NHH | -1
LV Generation Intermittent | -1
LV Generation Non-Intermittent | -1
LV Sub Generation Intermittent | -1
LV Sub Generation Non-Intermittent | -1
HV Generation Intermittent | -1
HV Generation Non-Intermittent | -1
HV Sub Generation Intermittent | -1
HV Sub Generation Non-Intermittent | -1
2303. Discount map
| No discount | LDNO LV: LV user | LDNO HV: LV user | LDNO HV: LV sub user | LDNO HV: HV user
> Domestic Unrestricted
Domestic Unrestricted | 1 | 0 | 0 | 0 | 0
LDNO LV: Domestic Unrestricted | 0 | 1 | 0 | 0 | 0
LDNO HV: Domestic Unrestricted | 0 | 0 | 1 | 0 | 0
> Domestic Two Rate
Domestic Two Rate | 1 | 0 | 0 | 0 | 0
LDNO LV: Domestic Two Rate | 0 | 1 | 0 | 0 | 0
LDNO HV: Domestic Two Rate | 0 | 0 | 1 | 0 | 0
> Domestic Off Peak (related MPAN)
Domestic Off Peak (related MPAN) | 1 | 0 | 0 | 0 | 0
LDNO LV: Domestic Off Peak (related MPAN) | 0 | 1 | 0 | 0 | 0
LDNO HV: Domestic Off Peak (related MPAN) | 0 | 0 | 1 | 0 | 0
> Small Non Domestic Unrestricted
Small Non Domestic Unrestricted | 1 | 0 | 0 | 0 | 0
LDNO LV: Small Non Domestic Unrestricted | 0 | 1 | 0 | 0 | 0
LDNO HV: Small Non Domestic Unrestricted | 0 | 0 | 1 | 0 | 0
> Small Non Domestic Two Rate
Small Non Domestic Two Rate | 1 | 0 | 0 | 0 | 0
LDNO LV: Small Non Domestic Two Rate | 0 | 1 | 0 | 0 | 0
LDNO HV: Small Non Domestic Two Rate | 0 | 0 | 1 | 0 | 0
> Small Non Domestic Off Peak (related MPAN)
Small Non Domestic Off Peak (related MPAN) | 1 | 0 | 0 | 0 | 0
LDNO LV: Small Non Domestic Off Peak (related MPAN) | 0 | 1 | 0 | 0 | 0
LDNO HV: Small Non Domestic Off Peak (related MPAN) | 0 | 0 | 1 | 0 | 0
> LV Medium Non-Domestic
LV Medium Non-Domestic | 1 | 0 | 0 | 0 | 0
LDNO LV: LV Medium Non-Domestic | 0 | 1 | 0 | 0 | 0
LDNO HV: LV Medium Non-Domestic | 0 | 0 | 1 | 0 | 0
> LV Sub Medium Non-Domestic
LV Sub Medium Non-Domestic | 1 | 0 | 0 | 0 | 0
> HV Medium Non-Domestic
HV Medium Non-Domestic | 1 | 0 | 0 | 0 | 0
> LV HH Metered
LV HH Metered | 1 | 0 | 0 | 0 | 0
LDNO LV: LV HH Metered | 0 | 1 | 0 | 0 | 0
LDNO HV: LV HH Metered | 0 | 0 | 1 | 0 | 0
> LV Sub HH Metered
LV Sub HH Metered | 1 | 0 | 0 | 0 | 0
LDNO HV: LV Sub HH Metered | 0 | 0 | 0 | 1 | 0
> HV HH Metered
HV HH Metered | 1 | 0 | 0 | 0 | 0
LDNO HV: HV HH Metered | 0 | 0 | 0 | 0 | 1
> HV Sub HH Metered
HV Sub HH Metered | 1 | 0 | 0 | 0 | 0
> NHH UMS category A
NHH UMS category A | 1 | 0 | 0 | 0 | 0
LDNO LV: NHH UMS category A | 0 | 1 | 0 | 0 | 0
LDNO HV: NHH UMS category A | 0 | 0 | 1 | 0 | 0
> NHH UMS category B
NHH UMS category B | 1 | 0 | 0 | 0 | 0
LDNO LV: NHH UMS category B | 0 | 1 | 0 | 0 | 0
LDNO HV: NHH UMS category B | 0 | 0 | 1 | 0 | 0
> NHH UMS category C
NHH UMS category C | 1 | 0 | 0 | 0 | 0
LDNO LV: NHH UMS category C | 0 | 1 | 0 | 0 | 0
LDNO HV: NHH UMS category C | 0 | 0 | 1 | 0 | 0
> NHH UMS category D
NHH UMS category D | 1 | 0 | 0 | 0 | 0
LDNO LV: NHH UMS category D | 0 | 1 | 0 | 0 | 0
LDNO HV: NHH UMS category D | 0 | 0 | 1 | 0 | 0
> LV UMS (Pseudo HH Metered)
LV UMS (Pseudo HH Metered) | 1 | 0 | 0 | 0 | 0
LDNO LV: LV UMS (Pseudo HH Metered) | 0 | 1 | 0 | 0 | 0
LDNO HV: LV UMS (Pseudo HH Metered) | 0 | 0 | 1 | 0 | 0
> LV Generation NHH
LV Generation NHH | 1 | 0 | 0 | 0 | 0
LDNO LV: LV Generation NHH | 1 | 0 | 0 | 0 | 0
LDNO HV: LV Generation NHH | 1 | 0 | 0 | 0 | 0
> LV Sub Generation NHH
LV Sub Generation NHH | 1 | 0 | 0 | 0 | 0
LDNO HV: LV Sub Generation NHH | 1 | 0 | 0 | 0 | 0
> LV Generation Intermittent
LV Generation Intermittent | 1 | 0 | 0 | 0 | 0
LDNO LV: LV Generation Intermittent | 1 | 0 | 0 | 0 | 0
LDNO HV: LV Generation Intermittent | 1 | 0 | 0 | 0 | 0
> LV Generation Non-Intermittent
LV Generation Non-Intermittent | 1 | 0 | 0 | 0 | 0
LDNO LV: LV Generation Non-Intermittent | 1 | 0 | 0 | 0 | 0
LDNO HV: LV Generation Non-Intermittent | 1 | 0 | 0 | 0 | 0
> LV Sub Generation Intermittent
LV Sub Generation Intermittent | 1 | 0 | 0 | 0 | 0
LDNO HV: LV Sub Generation Intermittent | 1 | 0 | 0 | 0 | 0
> LV Sub Generation Non-Intermittent
LV Sub Generation Non-Intermittent | 1 | 0 | 0 | 0 | 0
LDNO HV: LV Sub Generation Non-Intermittent | 1 | 0 | 0 | 0 | 0
> HV Generation Intermittent
HV Generation Intermittent | 1 | 0 | 0 | 0 | 0
LDNO HV: HV Generation Intermittent | 1 | 0 | 0 | 0 | 0
> HV Generation Non-Intermittent
HV Generation Non-Intermittent | 1 | 0 | 0 | 0 | 0
LDNO HV: HV Generation Non-Intermittent | 1 | 0 | 0 | 0 | 0
> HV Sub Generation Intermittent
HV Sub Generation Intermittent | 1 | 0 | 0 | 0 | 0
> HV Sub Generation Non-Intermittent
HV Sub Generation Non-Intermittent | 1 | 0 | 0 | 0 | 0
2304. LDNO discounts and volumes adjusted for discount
Data sources:
x1 = 2303. Discount map
x2 = 1037. Embedded network (LDNO) discounts
x3 = 100 per cent discount for generators on LDNO networks
x4 = Discount for each tariff (except for fixed charges) (in LDNO discounts and volumes adjusted for discount)
x5 = 1053. Rate 1 units (MWh) by tariff (in Volume forecasts for the charging year)
x6 = 1053. Rate 2 units (MWh) by tariff (in Volume forecasts for the charging year)
x7 = 1053. Rate 3 units (MWh) by tariff (in Volume forecasts for the charging year)
x8 = 1053. MPANs by tariff (in Volume forecasts for the charging year)
x9 = Discount for each tariff for fixed charges only (in LDNO discounts and volumes adjusted for discount)
x10 = 1053. Import capacity (kVA) by tariff (in Volume forecasts for the charging year)
x11 = 1053. Reactive power units (MVArh) by tariff (in Volume forecasts for the charging year)
Kind: | Sum-product calculation | Combine tables | Calculation | Calculation | Calculation | Calculation | Calculation | Calculation
Formula: | =SUMPRODUCT(x1, x2) | = x3 or x4 | =x5*(1-x4) | =x6*(1-x4) | =x7*(1-x4) | =x8*(1-x9) | =x10*(1-x4) | =x11*(1-x4)
| Discount for each tariff (except for fixed charges) | Discount for each tariff for fixed charges only | Rate 1 units (MWh) | Rate 2 units (MWh) | Rate 3 units (MWh) | MPANs | Import capacity (kVA) | Reactive power units (MVArh)
> Domestic Unrestricted
Domestic Unrestricted | 0% | 0% | 4243602.1018 | 0 | 0 | 1173205 | 0 | 0
LDNO LV: Domestic Unrestricted | 35.8% | 35.8% | 1411.0342 | 0 | 0 | 907.7849 | 0 | 0
LDNO HV: Domestic Unrestricted | 61.21% | 61.21% | 1503.4296 | 0 | 0 | 718.3345 | 0 | 0
> Domestic Two Rate
Domestic Two Rate | 0% | 0% | 719816.1328 | 749558.5308 | 0 | 233105 | 0 | 0
LDNO LV: Domestic Two Rate | 35.8% | 35.8% | 115.74 | 114.7468 | 0 | 34.0259 | 0 | 0
LDNO HV: Domestic Two Rate | 61.21% | 61.21% | 54.3983 | 37.0016 | 0 | 59.3441 | 0 | 0
> Domestic Off Peak (related MPAN)
Domestic Off Peak (related MPAN) | 0% | 0% | 73030.2581 | 0 | 0 | 0 | 0 | 0
LDNO LV: Domestic Off Peak (related MPAN) | 35.8% | 35.8% | 0 | 0 | 0 | 0 | 0 | 0
LDNO HV: Domestic Off Peak (related MPAN) | 61.21% | 61.21% | 0 | 0 | 0 | 0 | 0 | 0
> Small Non Domestic Unrestricted
Small Non Domestic Unrestricted | 0% | 0% | 1167954.1994 | 0 | 0 | 106596 | 0 | 0
LDNO LV: Small Non Domestic Unrestricted | 35.8% | 35.8% | 135.0372 | 0 | 0 | 34.0259 | 0 | 0
LDNO HV: Small Non Domestic Unrestricted | 61.21% | 61.21% | 2215.6784 | 0 | 0 | 49.2594 | 0 | 0
> Small Non Domestic Two Rate
Small Non Domestic Two Rate | 0% | 0% | 352675.7711 | 173121.5393 | 0 | 26498 | 0 | 0
LDNO LV: Small Non Domestic Two Rate | 35.8% | 35.8% | 4.2937 | 2.9224 | 0 | 0 | 0 | 0
LDNO HV: Small Non Domestic Two Rate | 61.21% | 61.21% | 144.2708 | 38.4782 | 0 | 3.103 | 0 | 0
> Small Non Domestic Off Peak (related MPAN)
Small Non Domestic Off Peak (related MPAN) | 0% | 0% | 26029.0682 | 0 | 0 | 0 | 0 | 0
LDNO LV: Small Non Domestic Off Peak (related MPAN) | 35.8% | 35.8% | 0 | 0 | 0 | 0 | 0 | 0
LDNO HV: Small Non Domestic Off Peak (related MPAN) | 61.21% | 61.21% | 0 | 0 | 0 | 0 | 0 | 0
> LV Medium Non-Domestic
LV Medium Non-Domestic | 0% | 0% | 708276.9206 | 174918.5804 | 0 | 9143 | 0 | 0
LDNO LV: LV Medium Non-Domestic | 35.8% | 35.8% | 0 | 0 | 0 | 0 | 0 | 0
LDNO HV: LV Medium Non-Domestic | 61.21% | 61.21% | 1461.4004 | 246.4535 | 0 | 6.2059 | 0 | 0
> LV Sub Medium Non-Domestic
LV Sub Medium Non-Domestic | 0% | 0% | 77314.6231 | 21571.5665 | 0 | 749 | 0 | 0
> HV Medium Non-Domestic
HV Medium Non-Domestic | 0% | 0% | 2306.2755 | 617.3264 | 0 | 22 | 0 | 0
> LV HH Metered
LV HH Metered | 0% | 0% | 53304.1114 | 382801.2915 | 323622.7928 | 2824 | 365000 | 74360
LDNO LV: LV HH Metered | 35.8% | 35.8% | 3.3035 | 23.7215 | 20.0457 | 0 | 0 | 0
LDNO HV: LV HH Metered | 61.21% | 61.21% | 568.1406 | 4082.2633 | 3451.6418 | 0 | 0 | 0
> LV Sub HH Metered
LV Sub HH Metered | 0% | 0% | 49580.0677 | 369501.7136 | 333780.5589 | 1318 | 329000 | 80945
LDNO HV: LV Sub HH Metered | 37.73% | 37.73% | 0 | 0 | 0 | 0 | 0 | 0
> HV HH Metered
HV HH Metered | 0% | 0% | 177242.5067 | 1267227.7364 | 1338164.8531 | 923 | 973000 | 218608
LDNO HV: HV HH Metered | 26.78% | 26.78% | 1.2555 | 9.0039 | 10.056 | 0 | 0 | 0
> HV Sub HH Metered
HV Sub HH Metered | 0% | 0% | 0 | 0 | 0 | 0 | 0 | 0
> NHH UMS category A
NHH UMS category A | 0% | 0% | 16740.1491 | 0 | 0 | 0 | 0 | 0
LDNO LV: NHH UMS category A | 35.8% | 35.8% | 2.1138 | 0 | 0 | 0 | 0 | 0
LDNO HV: NHH UMS category A | 61.21% | 61.21% | 28.8683 | 0 | 0 | 0 | 0 | 0
> NHH UMS category B
NHH UMS category B | 0% | 0% | 5820.1803 | 0 | 0 | 0 | 0 | 0
LDNO LV: NHH UMS category B | 35.8% | 35.8% | 0.70459 | 0 | 0 | 0 | 0 | 0
LDNO HV: NHH UMS category B | 61.21% | 61.21% | 10.0369 | 0 | 0 | 0 | 0 | 0
> NHH UMS category C
NHH UMS category C | 0% | 0% | 648.2975 | 0 | 0 | 0 | 0 | 0
LDNO LV: NHH UMS category C | 35.8% | 35.8% | 0 | 0 | 0 | 0 | 0 | 0
LDNO HV: NHH UMS category C | 61.21% | 61.21% | 1.118 | 0 | 0 | 0 | 0 | 0
> NHH UMS category D
NHH UMS category D | 0% | 0% | 0 | 0 | 0 | 0 | 0 | 0
LDNO LV: NHH UMS category D | 35.8% | 35.8% | 0 | 0 | 0 | 0 | 0 | 0
LDNO HV: NHH UMS category D | 61.21% | 61.21% | 0 | 0 | 0 | 0 | 0 | 0
> LV UMS (Pseudo HH Metered)
LV UMS (Pseudo HH Metered) | 0% | 0% | 4342.8496 | 28609.2712 | 105632.3978 | 0 | 0 | 0
LDNO LV: LV UMS (Pseudo HH Metered) | 35.8% | 35.8% | 0 | 0 | 0 | 0 | 0 | 0
LDNO HV: LV UMS (Pseudo HH Metered) | 61.21% | 61.21% | 0 | 0 | 0 | 0 | 0 | 0
> LV Generation NHH
LV Generation NHH | 0% | 0% | 1252.3 | 0 | 0 | 0 | 0 | 0
LDNO LV: LV Generation NHH | 0% | 100% | 61.98 | 0 | 0 | 0 | 0 | 0
LDNO HV: LV Generation NHH | 0% | 100% | 0 | 0 | 0 | 0 | 0 | 0
> LV Sub Generation NHH
LV Sub Generation NHH | 0% | 0% | 0 | 0 | 0 | 0 | 0 | 0
LDNO HV: LV Sub Generation NHH | 0% | 100% | 0 | 0 | 0 | 0 | 0 | 0
> LV Generation Intermittent
LV Generation Intermittent | 0% | 0% | 11117.548 | 0 | 0 | 0 | 0 | 166.0368
LDNO LV: LV Generation Intermittent | 0% | 100% | 0 | 0 | 0 | 0 | 0 | 0
LDNO HV: LV Generation Intermittent | 0% | 100% | 0 | 0 | 0 | 0 | 0 | 0
> LV Generation Non-Intermittent
LV Generation Non-Intermittent | 0% | 0% | 39.762 | 76.812 | 149.6623 | 0 | 0 | 20.6582
LDNO LV: LV Generation Non-Intermittent | 0% | 100% | 0 | 0 | 0 | 0 | 0 | 0
LDNO HV: LV Generation Non-Intermittent | 0% | 100% | 0 | 0 | 0 | 0 | 0 | 0
> LV Sub Generation Intermittent
LV Sub Generation Intermittent | 0% | 0% | 467.837 | 0 | 0 | 0 | 0 | 29.2974
LDNO HV: LV Sub Generation Intermittent | 0% | 100% | 0 | 0 | 0 | 0 | 0 | 0
> LV Sub Generation Non-Intermittent
LV Sub Generation Non-Intermittent | 0% | 0% | 79.752 | 360.129 | 792.6185 | 0 | 0 | 158.12
LDNO HV: LV Sub Generation Non-Intermittent | 0% | 100% | 0 | 0 | 0 | 0 | 0 | 0
> HV Generation Intermittent
HV Generation Intermittent | 0% | 0% | 34469.501 | 0 | 0 | 31 | 0 | 1094.707
LDNO HV: HV Generation Intermittent | 0% | 100% | 0 | 0 | 0 | 0 | 0 | 0
> HV Generation Non-Intermittent
HV Generation Non-Intermittent | 0% | 0% | 11026.647 | 69084.033 | 98552.637 | 47 | 0 | 713.1782
LDNO HV: HV Generation Non-Intermittent | 0% | 100% | 0 | 0 | 0 | 0 | 0 | 0
> HV Sub Generation Intermittent
HV Sub Generation Intermittent | 0% | 0% | 0 | 0 | 0 | 2 | 0 | 0
> HV Sub Generation Non-Intermittent
HV Sub Generation Non-Intermittent | 0% | 0% | 0 | 0 | 0 | 2 | 0 | 0
2305. Equivalent volume for each end user
Data sources:
x1 = 2304. Rate 1 units (MWh) (in LDNO discounts and volumes adjusted for discount)
x2 = 2304. Rate 2 units (MWh) (in LDNO discounts and volumes adjusted for discount)
x3 = 2304. Rate 3 units (MWh) (in LDNO discounts and volumes adjusted for discount)
x4 = 2304. MPANs (in LDNO discounts and volumes adjusted for discount)
x5 = 2304. Import capacity (kVA) (in LDNO discounts and volumes adjusted for discount)
x6 = 2304. Reactive power units (MVArh) (in LDNO discounts and volumes adjusted for discount)
Kind: | Cell summation | Cell summation | Cell summation | Cell summation | Cell summation | Cell summation
Formula: | =SUM(x1) | =SUM(x2) | =SUM(x3) | =SUM(x4) | =SUM(x5) | =SUM(x6)
| Rate 1 units (MWh) | Rate 2 units (MWh) | Rate 3 units (MWh) | MPANs | Import capacity (kVA) | Reactive power units (MVArh)
Domestic Unrestricted | 4246516.5655 | 0 | 0 | 1174831.1195 | 0 | 0
Domestic Two Rate | 719986.2712 | 749710.2793 | 0 | 233198.3699 | 0 | 0
Domestic Off Peak (related MPAN) | 73030.2581 | 0 | 0 | 0 | 0 | 0
Small Non Domestic Unrestricted | 1170304.915 | 0 | 0 | 106679.2853 | 0 | 0
Small Non Domestic Two Rate | 352824.3356 | 173162.9398 | 0 | 26501.103 | 0 | 0
Small Non Domestic Off Peak (related MPAN) | 26029.0682 | 0 | 0 | 0 | 0 | 0
LV Medium Non-Domestic | 709738.321 | 175165.0339 | 0 | 9149.2059 | 0 | 0
LV Sub Medium Non-Domestic | 77314.6231 | 21571.5665 | 0 | 749 | 0 | 0
HV Medium Non-Domestic | 2306.2755 | 617.3264 | 0 | 22 | 0 | 0
LV HH Metered | 53875.5555 | 386907.2764 | 327094.4803 | 2824 | 365000 | 74360
LV Sub HH Metered | 49580.0677 | 369501.7136 | 333780.5589 | 1318 | 329000 | 80945
HV HH Metered | 177243.7622 | 1267236.7403 | 1338174.9091 | 923 | 973000 | 218608
HV Sub HH Metered | 0 | 0 | 0 | 0 | 0 | 0
NHH UMS category A | 16771.1311 | 0 | 0 | 0 | 0 | 0
NHH UMS category B | 5830.9218 | 0 | 0 | 0 | 0 | 0
NHH UMS category C | 649.4155 | 0 | 0 | 0 | 0 | 0
NHH UMS category D | 0 | 0 | 0 | 0 | 0 | 0
LV UMS (Pseudo HH Metered) | 4342.8496 | 28609.2712 | 105632.3978 | 0 | 0 | 0
LV Generation NHH | 1314.28 | 0 | 0 | 0 | 0 | 0
LV Sub Generation NHH | 0 | 0 | 0 | 0 | 0 | 0
LV Generation Intermittent | 11117.548 | 0 | 0 | 0 | 0 | 166.0368
LV Generation Non-Intermittent | 39.762 | 76.812 | 149.6623 | 0 | 0 | 20.6582
LV Sub Generation Intermittent | 467.837 | 0 | 0 | 0 | 0 | 29.2974
LV Sub Generation Non-Intermittent | 79.752 | 360.129 | 792.6185 | 0 | 0 | 158.12
HV Generation Intermittent | 34469.501 | 0 | 0 | 31 | 0 | 1094.707
HV Generation Non-Intermittent | 11026.647 | 69084.033 | 98552.637 | 47 | 0 | 713.1782
HV Sub Generation Intermittent | 0 | 0 | 0 | 2 | 0 | 0
HV Sub Generation Non-Intermittent | 0 | 0 | 0 | 2 | 0 | 0

## Multi
Load characteristics for multiple unit rates for WPD South West in (DCP66A Forecast)
2401. Adjust annual hours by distribution time band to match days in year
Data sources:
x1 = 1068. Typical annual hours by distribution time band
x2 = 1010. Days in the charging year (in Financial and general assumptions)
x3 = Total hours in the year according to time band hours input data (in Adjust annual hours by distribution time band to match days in year)
Kind: | Cell summation | Calculation
Formula: | =SUM(x1) | =x1*24*x2/x3
Annual hours by distribution time band (reconciled to days in year)
| Hours aggregate | Red | Amber | Green
Adjust annual hours by distribution time band to match days in year | 8760 | 522 | 3444 | 4794
2402. Normalisation of split of rate 1 units by time band
Data sources:
x1 = 1061. Average split of rate 1 units by distribution time band
x2 = Total split (in Normalisation of split of rate 1 units by time band)
x3 = 2401. Annual hours by distribution time band (reconciled to days in year) (in Adjust annual hours by distribution time band to match days in year)
x4 = 1010. Days in the charging year (in Financial and general assumptions)
Kind: | Cell summation | Calculation
Formula: | =SUM(x1) | =IF(x2,x1/x2,x3/x4/24)
Normalised split of rate 1 units by distribution time band
| Total split | Red | Amber | Green
Domestic Two Rate | 100% | 10.98% | 53.4% | 35.62%
Domestic Off Peak (related MPAN) | 100% | 0.1991% | 11.19% | 88.61%
Small Non Domestic Two Rate | 100% | 8.109% | 63.38% | 28.51%
Small Non Domestic Off Peak (related MPAN) | 100% | 0.2354% | 14.35% | 85.42%
LV Medium Non-Domestic | 100% | 7.379% | 55.2% | 37.42%
LV Sub Medium Non-Domestic | 100% | 7.366% | 56.07% | 36.57%
HV Medium Non-Domestic | 100% | 7.019% | 53.75% | 39.23%
2403. Split of rate 1 units between distribution time bands
Data sources:
x1 = 2402. Normalised split of rate 1 units by distribution time band (in Normalisation of split of rate 1 units by time band)
x2 = Split of rate 1 units between distribution time bands (default)
Combine tables = x1 or x2
| Red | Amber | Green
Domestic Two Rate | 10.98% | 53.4% | 35.62%
Domestic Off Peak (related MPAN) | 0.1991% | 11.19% | 88.61%
Small Non Domestic Two Rate | 8.109% | 63.38% | 28.51%
Small Non Domestic Off Peak (related MPAN) | 0.2354% | 14.35% | 85.42%
LV Medium Non-Domestic | 7.379% | 55.2% | 37.42%
LV Sub Medium Non-Domestic | 7.366% | 56.07% | 36.57%
HV Medium Non-Domestic | 7.019% | 53.75% | 39.23%
LV HH Metered | 100% | 0% | 0%
LV Sub HH Metered | 100% | 0% | 0%
HV HH Metered | 100% | 0% | 0%
HV Sub HH Metered | 100% | 0% | 0%
LV Generation Non-Intermittent | 100% | 0% | 0%
LV Sub Generation Non-Intermittent | 100% | 0% | 0%
HV Generation Non-Intermittent | 100% | 0% | 0%
HV Sub Generation Non-Intermittent | 100% | 0% | 0%
2404. Normalisation of split of rate 2 units by time band
Data sources:
x1 = 1062. Average split of rate 2 units by distribution time band
x2 = Total split (in Normalisation of split of rate 2 units by time band)
x3 = 2401. Annual hours by distribution time band (reconciled to days in year) (in Adjust annual hours by distribution time band to match days in year)
x4 = 1010. Days in the charging year (in Financial and general assumptions)
Kind: | Cell summation | Calculation
Formula: | =SUM(x1) | =IF(x2,x1/x2,x3/x4/24)
Normalised split of rate 2 units by distribution time band
| Total split | Red | Amber | Green
Domestic Two Rate | 100% | 0% | 2.923% | 97.08%
Small Non Domestic Two Rate | 100% | 0% | 1.992% | 98.01%
LV Medium Non-Domestic | 100% | 0% | 0.1147% | 99.89%
LV Sub Medium Non-Domestic | 100% | 0% | 0.2132% | 99.79%
HV Medium Non-Domestic | 100% | 0% | 0.0492% | 99.95%
2405. Split of rate 2 units between distribution time bands
Data sources:
x1 = 2404. Normalised split of rate 2 units by distribution time band (in Normalisation of split of rate 2 units by time band)
x2 = Split of rate 2 units between distribution time bands (default)
Combine tables = x1 or x2
| Red | Amber | Green
Domestic Two Rate | 0% | 2.923% | 97.08%
Small Non Domestic Two Rate | 0% | 1.992% | 98.01%
LV Medium Non-Domestic | 0% | 0.1147% | 99.89%
LV Sub Medium Non-Domestic | 0% | 0.2132% | 99.79%
HV Medium Non-Domestic | 0% | 0.0492% | 99.95%
LV HH Metered | 0% | 100% | 0%
LV Sub HH Metered | 0% | 100% | 0%
HV HH Metered | 0% | 100% | 0%
HV Sub HH Metered | 0% | 100% | 0%
LV Generation Non-Intermittent | 0% | 100% | 0%
LV Sub Generation Non-Intermittent | 0% | 100% | 0%
HV Generation Non-Intermittent | 0% | 100% | 0%
HV Sub Generation Non-Intermittent | 0% | 100% | 0%
2406. Split of rate 3 units between distribution time bands (default)
| Red | Amber | Green
LV HH Metered | 0% | 0% | 100%
LV Sub HH Metered | 0% | 0% | 100%
HV HH Metered | 0% | 0% | 100%
HV Sub HH Metered | 0% | 0% | 100%
LV Generation Non-Intermittent | 0% | 0% | 100%
LV Sub Generation Non-Intermittent | 0% | 0% | 100%
HV Generation Non-Intermittent | 0% | 0% | 100%
HV Sub Generation Non-Intermittent | 0% | 0% | 100%
2407. All units (MWh)
Data sources:
x1 = 2305. Rate 1 units (MWh) (in Equivalent volume for each end user)
x2 = 2305. Rate 2 units (MWh) (in Equivalent volume for each end user)
x3 = 2305. Rate 3 units (MWh) (in Equivalent volume for each end user)
Calculation =x1+x2+x3
All units (MWh)
Domestic Unrestricted | 4246516.5655
Domestic Two Rate | 1469696.5504
Domestic Off Peak (related MPAN) | 73030.2581
Small Non Domestic Unrestricted | 1170304.915
Small Non Domestic Two Rate | 525987.2754
Small Non Domestic Off Peak (related MPAN) | 26029.0682
LV Medium Non-Domestic | 884903.3549
LV Sub Medium Non-Domestic | 98886.1896
HV Medium Non-Domestic | 2923.6019
LV HH Metered | 767877.3122
LV Sub HH Metered | 752862.3403
HV HH Metered | 2782655.4116
HV Sub HH Metered | 0
NHH UMS category A | 16771.1311
NHH UMS category B | 5830.9218
NHH UMS category C | 649.4155
NHH UMS category D | 0
LV UMS (Pseudo HH Metered) | 138584.5186
LV Generation NHH | 1314.28
LV Sub Generation NHH | 0
LV Generation Intermittent | 11117.548
LV Generation Non-Intermittent | 266.2363
LV Sub Generation Intermittent | 467.837
LV Sub Generation Non-Intermittent | 1232.4995
HV Generation Intermittent | 34469.501
HV Generation Non-Intermittent | 178663.317
HV Sub Generation Intermittent | 0
HV Sub Generation Non-Intermittent | 0
2408. Calculation of implied load coefficients for two-rate users
Data sources:
x1 = 2407. All units (MWh)
x2 = 2305. Rate 1 units (MWh) (in Equivalent volume for each end user)
x3 = 2403. Split of rate 1 units between distribution time bands
x4 = 2305. Rate 2 units (MWh) (in Equivalent volume for each end user)
x5 = 2405. Split of rate 2 units between distribution time bands
x6 = 2401. Annual hours by distribution time band (reconciled to days in year) (in Adjust annual hours by distribution time band to match days in year)
x7 = Use of distribution time bands by units in demand forecast for two-rate tariffs (in Calculation of implied load coefficients for two-rate users)
x8 = 1010. Days in the charging year (in Financial and general assumptions)
Kind: | Calculation |  |  | Calculation
Formula: | =IF(x1>0,(x2*x3+x4*x5)/x1,0) |  |  | =IF(x6>0,x7*x8*24/x6,0)
Use of distribution time bands by units in demand forecast for two-rate tariffs
| Red | Amber | Green | First-time-band load coefficient for two-rate tariffs
Domestic Two Rate | 5.38% | 27.65% | 66.97% | 0.90287
Small Non Domestic Two Rate | 5.44% | 43.17% | 51.39% | 0.91285
LV Medium Non-Domestic | 5.918% | 44.29% | 49.79% | 0.9932
LV Sub Medium Non-Domestic | 5.759% | 43.88% | 50.36% | 0.96644
HV Medium Non-Domestic | 5.537% | 42.41% | 52.05% | 0.92918
2409. Calculation of implied load coefficients for three-rate users
Data sources:
x1 = 2407. All units (MWh)
x2 = 2305. Rate 1 units (MWh) (in Equivalent volume for each end user)
x3 = 2403. Split of rate 1 units between distribution time bands
x4 = 2305. Rate 2 units (MWh) (in Equivalent volume for each end user)
x5 = 2405. Split of rate 2 units between distribution time bands
x6 = 2305. Rate 3 units (MWh) (in Equivalent volume for each end user)
x7 = 2406. Split of rate 3 units between distribution time bands (default)
x8 = 2401. Annual hours by distribution time band (reconciled to days in year) (in Adjust annual hours by distribution time band to match days in year)
x9 = Use of distribution time bands by units in demand forecast for three-rate tariffs (in Calculation of implied load coefficients for three-rate users)
x10 = 1010. Days in the charging year (in Financial and general assumptions)
Kind: | Calculation |  |  | Calculation
Formula: | =IF(x1>0,(x2*x3+x4*x5+x6*x7)/x1,0) |  |  | =IF(x8>0,x9*x10*24/x8,0)
Use of distribution time bands by units in demand forecast for three-rate tariffs
| Red | Amber | Green | First-time-band load coefficient for three-rate tariffs
LV HH Metered | 7.016% | 50.39% | 42.6% | 1.1774
LV Sub HH Metered | 6.586% | 49.08% | 44.33% | 1.1052
HV HH Metered | 6.37% | 45.54% | 48.09% | 1.0689
HV Sub HH Metered | 0% | 0% | 0% | 0
2410. Calculation of adjusted time band load coefficients
Data sources:
x1 = 2408. First-time-band load coefficient for two-rate tariffs (in Calculation of implied load coefficients for two-rate users)
x2 = 2409. First-time-band load coefficient for three-rate tariffs (in Calculation of implied load coefficients for three-rate users)
x3 = First-time-band load coefficient (in Calculation of adjusted time band load coefficients)
x4 = 2302. Load coefficient
Kind: | Combine tables | Calculation
Formula: | = x1 or x2 | =IF(x3<>0,x4/x3,IF(x4<0,-1,1))
| First-time-band load coefficient | Load coefficient correction factor (kW at peak in band / band average kW)
Domestic Two Rate | 0.90287 | 1.5923
Domestic Off Peak (related MPAN) |  | 1
Small Non Domestic Two Rate | 0.91285 | 1.4715
Small Non Domestic Off Peak (related MPAN) |  | 1
LV Medium Non-Domestic | 0.9932 | 1.4408
LV Sub Medium Non-Domestic | 0.96644 | 1.4252
HV Medium Non-Domestic | 0.92918 | 1.9724
LV HH Metered | 1.1774 | 1.191
LV Sub HH Metered | 1.1052 | 1.1657
HV HH Metered | 1.0689 | 1.0541
HV Sub HH Metered | 0 | 1
LV Generation Non-Intermittent |  | -1
LV Sub Generation Non-Intermittent |  | -1
HV Generation Non-Intermittent |  | -1
HV Sub Generation Non-Intermittent |  | -1
2411. Normalisation of peaking probabilities
Data sources:
x1 = 1069. Red, amber and green peaking probabilities (in Peaking probabilities by network level)
x2 = Total probability (should be 100%) (in Normalisation of peaking probabilities)
x3 = 1068. Typical annual hours by distribution time band
x4 = 2401. Total hours in the year according to time band hours input data (in Adjust annual hours by distribution time band to match days in year)
Kind: | Cell summation | Calculation
Formula: | =SUM(x1) | =IF(x2,x1/x2,x3/x4)
Normalised peaking probabilities
| Total probability (should be 100%) | Red | Amber | Green
GSPs | 100% | 100% | 0% | 0%
132kV | 100% | 82.66% | 5.482% | 11.85%
132kV/EHV | 100% | 82.66% | 5.482% | 11.85%
EHV | 100% | 53.69% | 30.47% | 15.85%
EHV/HV | 100% | 53.69% | 30.47% | 15.85%
132kV/HV | 100% | 82.66% | 5.482% | 11.85%
HV | 100% | 53.69% | 30.47% | 15.85%
HV/LV | 100% | 53.69% | 30.47% | 15.85%
LV circuits | 100% | 53.69% | 30.47% | 15.85%
2412. Peaking probabilities by network level (reshaped)
Data sources:
x1 = 2411. Normalised peaking probabilities (in Normalisation of peaking probabilities)
Reshape table = x1
| GSPs | Red | Amber | Green | 132kV | Red | Amber | Green | 132kV/EHV | Red | Amber | Green | EHV | Red | Amber | Green | EHV/HV | Red | Amber | Green | 132kV/HV | Red | Amber | Green | HV | Red | Amber | Green | HV/LV | Red | Amber | Green | LV circuits | Red | Amber | Green
Probability of peak within timeband |  | 100% | 0% | 0% |  | 82.66% | 5.482% | 11.85% |  | 82.66% | 5.482% | 11.85% |  | 53.69% | 30.47% | 15.85% |  | 53.69% | 30.47% | 15.85% |  | 82.66% | 5.482% | 11.85% |  | 53.69% | 30.47% | 15.85% |  | 53.69% | 30.47% | 15.85% |  | 53.69% | 30.47% | 15.85%
2413. Pseudo load coefficient by time band and network level
Data sources:
x1 = 2401. Annual hours by distribution time band (reconciled to days in year) (in Adjust annual hours by distribution time band to match days in year)
x2 = 2410. Load coefficient correction factor (kW at peak in band / band average kW) (in Calculation of adjusted time band load coefficients)
x3 = 2412. Peaking probabilities by network level (reshaped)
x4 = 1010. Days in the charging year (in Financial and general assumptions)
Calculation =IF(x1>0,x2*x3*24*x4/x1,0)
| GSPs | Red | Amber | Green | 132kV | Red | Amber | Green | 132kV/EHV | Red | Amber | Green | EHV | Red | Amber | Green | EHV/HV | Red | Amber | Green | 132kV/HV | Red | Amber | Green | HV | Red | Amber | Green | HV/LV | Red | Amber | Green | LV circuits | Red | Amber | Green
Domestic Two Rate |  | 26.722 | 0 | 0 |  | 22.0893 | 0.22205 | 0.34492 |  | 22.0893 | 0.22205 | 0.34492 |  | 14.3462 | 1.234 | 0.46107 |  | 14.3462 | 1.234 | 0.46107 |  | 22.0893 | 0.22205 | 0.34492 |  | 14.3462 | 1.234 | 0.46107 |  | 14.3462 | 1.234 | 0.46107 |  | 14.3462 | 1.234 | 0.46107
Domestic Off Peak (related MPAN) |  | 16.7816 | 0 | 0 |  | 13.8722 | 0.13945 | 0.21661 |  | 13.8722 | 0.13945 | 0.21661 |  | 9.0095 | 0.77494 | 0.28956 |  | 9.0095 | 0.77494 | 0.28956 |  | 13.8722 | 0.13945 | 0.21661 |  | 9.0095 | 0.77494 | 0.28956 |  | 9.0095 | 0.77494 | 0.28956 |  | 9.0095 | 0.77494 | 0.28956
Small Non Domestic Two Rate |  | 24.6945 | 0 | 0 |  | 20.4133 | 0.2052 | 0.31875 |  | 20.4133 | 0.2052 | 0.31875 |  | 13.2577 | 1.1403 | 0.42609 |  | 13.2577 | 1.1403 | 0.42609 |  | 20.4133 | 0.2052 | 0.31875 |  | 13.2577 | 1.1403 | 0.42609 |  | 13.2577 | 1.1403 | 0.42609 |  | 13.2577 | 1.1403 | 0.42609
Small Non Domestic Off Peak (related MPAN) |  | 16.7816 | 0 | 0 |  | 13.8722 | 0.13945 | 0.21661 |  | 13.8722 | 0.13945 | 0.21661 |  | 9.0095 | 0.77494 | 0.28956 |  | 9.0095 | 0.77494 | 0.28956 |  | 13.8722 | 0.13945 | 0.21661 |  | 9.0095 | 0.77494 | 0.28956 |  | 9.0095 | 0.77494 | 0.28956 |  | 9.0095 | 0.77494 | 0.28956
LV Medium Non-Domestic |  | 24.1793 | 0 | 0 |  | 19.9874 | 0.20092 | 0.3121 |  | 19.9874 | 0.20092 | 0.3121 |  | 12.9811 | 1.1166 | 0.4172 |  | 12.9811 | 1.1166 | 0.4172 |  | 19.9874 | 0.20092 | 0.3121 |  | 12.9811 | 1.1166 | 0.4172 |  | 12.9811 | 1.1166 | 0.4172 |  | 12.9811 | 1.1166 | 0.4172
LV Sub Medium Non-Domestic |  | 23.9172 | 0 | 0 |  | 19.7707 | 0.19874 | 0.30872 |  | 19.7707 | 0.19874 | 0.30872 |  | 12.8404 | 1.1044 | 0.41268 |  | 12.8404 | 1.1044 | 0.41268 |  | 19.7707 | 0.19874 | 0.30872 |  | 12.8404 | 1.1044 | 0.41268 |  | 12.8404 | 1.1044 | 0.41268 |  | 12.8404 | 1.1044 | 0.41268
HV Medium Non-Domestic |  | 33.0999 | 0 | 0 |  | 27.3614 | 0.27505 | 0.42724 |  | 27.3614 | 0.27505 | 0.42724 |  | 17.7703 | 1.5285 | 0.57112 |  | 17.7703 | 1.5285 | 0.57112 |  | 27.3614 | 0.27505 | 0.42724 |  | 17.7703 | 1.5285 | 0.57112 |  | 17.7703 | 1.5285 | 0.57112 |  | 17.7703 | 1.5285 | 0.57112
LV HH Metered |  | 19.9872 | 0 | 0 |  | 16.5221 | 0.16608 | 0.25799 |  | 16.5221 | 0.16608 | 0.25799 |  | 10.7305 | 0.92297 | 0.34487 |  | 10.7305 | 0.92297 | 0.34487 |  | 16.5221 | 0.16608 | 0.25799 |  | 10.7305 | 0.92297 | 0.34487 |  | 10.7305 | 0.92297 | 0.34487 |  | 10.7305 | 0.92297 | 0.34487
LV Sub HH Metered |  | 19.5622 | 0 | 0 |  | 16.1708 | 0.16255 | 0.2525 |  | 16.1708 | 0.16255 | 0.2525 |  | 10.5023 | 0.90334 | 0.33753 |  | 10.5023 | 0.90334 | 0.33753 |  | 16.1708 | 0.16255 | 0.2525 |  | 10.5023 | 0.90334 | 0.33753 |  | 10.5023 | 0.90334 | 0.33753 |  | 10.5023 | 0.90334 | 0.33753
HV HH Metered |  | 17.6891 | 0 | 0 |  | 14.6224 | 0.14699 | 0.22833 |  | 14.6224 | 0.14699 | 0.22833 |  | 9.4967 | 0.81684 | 0.30521 |  | 9.4967 | 0.81684 | 0.30521 |  | 14.6224 | 0.14699 | 0.22833 |  | 9.4967 | 0.81684 | 0.30521 |  | 9.4967 | 0.81684 | 0.30521 |  | 9.4967 | 0.81684 | 0.30521
HV Sub HH Metered |  | 16.7816 | 0 | 0 |  | 13.8722 | 0.13945 | 0.21661 |  | 13.8722 | 0.13945 | 0.21661 |  | 9.0095 | 0.77494 | 0.28956 |  | 9.0095 | 0.77494 | 0.28956 |  | 13.8722 | 0.13945 | 0.21661 |  | 9.0095 | 0.77494 | 0.28956 |  | 9.0095 | 0.77494 | 0.28956 |  | 9.0095 | 0.77494 | 0.28956
LV Generation Non-Intermittent |  | -16.7816 | 0 | 0 |  | -13.8722 | -0.13945 | -0.21661 |  | -13.8722 | -0.13945 | -0.21661 |  | -9.0095 | -0.77494 | -0.28956 |  | -9.0095 | -0.77494 | -0.28956 |  | -13.8722 | -0.13945 | -0.21661 |  | -9.0095 | -0.77494 | -0.28956 |  | -9.0095 | -0.77494 | -0.28956 |  | -9.0095 | -0.77494 | -0.28956
LV Sub Generation Non-Intermittent |  | -16.7816 | 0 | 0 |  | -13.8722 | -0.13945 | -0.21661 |  | -13.8722 | -0.13945 | -0.21661 |  | -9.0095 | -0.77494 | -0.28956 |  | -9.0095 | -0.77494 | -0.28956 |  | -13.8722 | -0.13945 | -0.21661 |  | -9.0095 | -0.77494 | -0.28956 |  | -9.0095 | -0.77494 | -0.28956 |  | -9.0095 | -0.77494 | -0.28956
HV Generation Non-Intermittent |  | -16.7816 | 0 | 0 |  | -13.8722 | -0.13945 | -0.21661 |  | -13.8722 | -0.13945 | -0.21661 |  | -9.0095 | -0.77494 | -0.28956 |  | -9.0095 | -0.77494 | -0.28956 |  | -13.8722 | -0.13945 | -0.21661 |  | -9.0095 | -0.77494 | -0.28956 |  | -9.0095 | -0.77494 | -0.28956 |  | -9.0095 | -0.77494 | -0.28956
HV Sub Generation Non-Intermittent |  | -16.7816 | 0 | 0 |  | -13.8722 | -0.13945 | -0.21661 |  | -13.8722 | -0.13945 | -0.21661 |  | -9.0095 | -0.77494 | -0.28956 |  | -9.0095 | -0.77494 | -0.28956 |  | -13.8722 | -0.13945 | -0.21661 |  | -9.0095 | -0.77494 | -0.28956 |  | -9.0095 | -0.77494 | -0.28956 |  | -9.0095 | -0.77494 | -0.28956
2414. Unit rate 1 pseudo load coefficient by network level
Data sources:
x1 = 2413. Pseudo load coefficient by time band and network level
x2 = 2403. Split of rate 1 units between distribution time bands
Sum-product calculation =SUMPRODUCT(x1, x2)
| GSPs | 132kV | 132kV/EHV | EHV | EHV/HV | 132kV/HV | HV | HV/LV | LV circuits
Domestic Two Rate | 2.9347 | 2.6673 | 2.6673 | 2.3987 | 2.3987 | 2.6673 | 2.3987 | 2.3987 | 2.3987
Domestic Off Peak (related MPAN) | 0.033407 | 0.23516 | 0.23516 | 0.36124 | 0.36124 | 0.23516 | 0.36124 | 0.36124 | 0.36124
Small Non Domestic Two Rate | 2.0026 | 1.8763 | 1.8763 | 1.9193 | 1.9193 | 1.8763 | 1.9193 | 1.9193 | 1.9193
Small Non Domestic Off Peak (related MPAN) | 0.039497 | 0.23768 | 0.23768 | 0.37972 | 0.37972 | 0.23768 | 0.37972 | 0.37972 | 0.37972
LV Medium Non-Domestic | 1.7842 | 1.7026 | 1.7026 | 1.7303 | 1.7303 | 1.7026 | 1.7303 | 1.7303 | 1.7303
LV Sub Medium Non-Domestic | 1.7617 | 1.6806 | 1.6806 | 1.7159 | 1.7159 | 1.6806 | 1.7159 | 1.7159 | 1.7159
HV Medium Non-Domestic | 2.3233 | 2.2359 | 2.2359 | 2.2929 | 2.2929 | 2.2359 | 2.2929 | 2.2929 | 2.2929
LV HH Metered | 19.9872 | 16.5221 | 16.5221 | 10.7305 | 10.7305 | 16.5221 | 10.7305 | 10.7305 | 10.7305
LV Sub HH Metered | 19.5622 | 16.1708 | 16.1708 | 10.5023 | 10.5023 | 16.1708 | 10.5023 | 10.5023 | 10.5023
HV HH Metered | 17.6891 | 14.6224 | 14.6224 | 9.4967 | 9.4967 | 14.6224 | 9.4967 | 9.4967 | 9.4967
HV Sub HH Metered | 16.7816 | 13.8722 | 13.8722 | 9.0095 | 9.0095 | 13.8722 | 9.0095 | 9.0095 | 9.0095
LV Generation Non-Intermittent | -16.7816 | -13.8722 | -13.8722 | -9.0095 | -9.0095 | -13.8722 | -9.0095 | -9.0095 | -9.0095
LV Sub Generation Non-Intermittent | -16.7816 | -13.8722 | -13.8722 | -9.0095 | -9.0095 | -13.8722 | -9.0095 | -9.0095 | -9.0095
HV Generation Non-Intermittent | -16.7816 | -13.8722 | -13.8722 | -9.0095 | -9.0095 | -13.8722 | -9.0095 | -9.0095 | -9.0095
HV Sub Generation Non-Intermittent | -16.7816 | -13.8722 | -13.8722 | -9.0095 | -9.0095 | -13.8722 | -9.0095 | -9.0095 | -9.0095
2415. Unit rate 2 pseudo load coefficient by network level
Data sources:
x1 = 2413. Pseudo load coefficient by time band and network level
x2 = 2405. Split of rate 2 units between distribution time bands
Sum-product calculation =SUMPRODUCT(x1, x2)
| GSPs | 132kV | 132kV/EHV | EHV | EHV/HV | 132kV/HV | HV | HV/LV | LV circuits
Domestic Two Rate | 0 | 0.34133 | 0.34133 | 0.48367 | 0.48367 | 0.34133 | 0.48367 | 0.48367 | 0.48367
Small Non Domestic Two Rate | 0 | 0.31649 | 0.31649 | 0.44032 | 0.44032 | 0.31649 | 0.44032 | 0.44032 | 0.44032
LV Medium Non-Domestic | 0 | 0.31197 | 0.31197 | 0.418 | 0.418 | 0.31197 | 0.418 | 0.418 | 0.418
LV Sub Medium Non-Domestic | 0 | 0.30848 | 0.30848 | 0.41415 | 0.41415 | 0.30848 | 0.41415 | 0.41415 | 0.41415
HV Medium Non-Domestic | 0 | 0.42717 | 0.42717 | 0.57159 | 0.57159 | 0.42717 | 0.57159 | 0.57159 | 0.57159
LV HH Metered | 0 | 0.16608 | 0.16608 | 0.92297 | 0.92297 | 0.16608 | 0.92297 | 0.92297 | 0.92297
LV Sub HH Metered | 0 | 0.16255 | 0.16255 | 0.90334 | 0.90334 | 0.16255 | 0.90334 | 0.90334 | 0.90334
HV HH Metered | 0 | 0.14699 | 0.14699 | 0.81684 | 0.81684 | 0.14699 | 0.81684 | 0.81684 | 0.81684
HV Sub HH Metered | 0 | 0.13945 | 0.13945 | 0.77494 | 0.77494 | 0.13945 | 0.77494 | 0.77494 | 0.77494
LV Generation Non-Intermittent | 0 | -0.13945 | -0.13945 | -0.77494 | -0.77494 | -0.13945 | -0.77494 | -0.77494 | -0.77494
LV Sub Generation Non-Intermittent | 0 | -0.13945 | -0.13945 | -0.77494 | -0.77494 | -0.13945 | -0.77494 | -0.77494 | -0.77494
HV Generation Non-Intermittent | 0 | -0.13945 | -0.13945 | -0.77494 | -0.77494 | -0.13945 | -0.77494 | -0.77494 | -0.77494
HV Sub Generation Non-Intermittent | 0 | -0.13945 | -0.13945 | -0.77494 | -0.77494 | -0.13945 | -0.77494 | -0.77494 | -0.77494
2416. Unit rate 3 pseudo load coefficient by network level
Data sources:
x1 = 2413. Pseudo load coefficient by time band and network level
x2 = 2406. Split of rate 3 units between distribution time bands (default)
Sum-product calculation =SUMPRODUCT(x1, x2)
| GSPs | 132kV | 132kV/EHV | EHV | EHV/HV | 132kV/HV | HV | HV/LV | LV circuits
LV HH Metered | 0 | 0.25799 | 0.25799 | 0.34487 | 0.34487 | 0.25799 | 0.34487 | 0.34487 | 0.34487
LV Sub HH Metered | 0 | 0.2525 | 0.2525 | 0.33753 | 0.33753 | 0.2525 | 0.33753 | 0.33753 | 0.33753
HV HH Metered | 0 | 0.22833 | 0.22833 | 0.30521 | 0.30521 | 0.22833 | 0.30521 | 0.30521 | 0.30521
HV Sub HH Metered | 0 | 0.21661 | 0.21661 | 0.28956 | 0.28956 | 0.21661 | 0.28956 | 0.28956 | 0.28956
LV Generation Non-Intermittent | 0 | -0.21661 | -0.21661 | -0.28956 | -0.28956 | -0.21661 | -0.28956 | -0.28956 | -0.28956
LV Sub Generation Non-Intermittent | 0 | -0.21661 | -0.21661 | -0.28956 | -0.28956 | -0.21661 | -0.28956 | -0.28956 | -0.28956
HV Generation Non-Intermittent | 0 | -0.21661 | -0.21661 | -0.28956 | -0.28956 | -0.21661 | -0.28956 | -0.28956 | -0.28956
HV Sub Generation Non-Intermittent | 0 | -0.21661 | -0.21661 | -0.28956 | -0.28956 | -0.21661 | -0.28956 | -0.28956 | -0.28956
2417. Adjust annual hours by special distribution time band to match days in year
Data sources:
x1 = 1066. Typical annual hours by special distribution time band
x2 = 1010. Days in the charging year (in Financial and general assumptions)
x3 = Total hours in the year according to special time band hours input data (in Adjust annual hours by special distribution time band to match days in year)
Kind: | Cell summation | Calculation
Formula: | =SUM(x1) | =x1*24*x2/x3
Annual hours by special distribution time band (reconciled to days in year)
| Hours aggregate | Black | Yellow | Green
Adjust annual hours by special distribution time band to match days in year | 8760 | 152 | 3814 | 4794
2418. Normalisation of split of rate 1 units by special time band
Data sources:
x1 = 1064. Average split of rate 1 units by special distribution time band
x2 = Total split (in Normalisation of split of rate 1 units by special time band)
x3 = 2417. Annual hours by special distribution time band (reconciled to days in year) (in Adjust annual hours by special distribution time band to match days in year)
x4 = 1010. Days in the charging year (in Financial and general assumptions)
Kind: | Cell summation | Calculation
Formula: | =SUM(x1) | =IF(x2,x1/x2,x3/x4/24)
Normalised split of rate 1 units by special distribution time band
| Total split | Black | Yellow | Green
NHH UMS category A | 100% | 1.75% | 43.52% | 54.73%
NHH UMS category B | 100% | 3.33% | 14.9% | 81.77%
NHH UMS category C | 100% | 6.402% | 30.35% | 63.24%
NHH UMS category D | 100% | 0.5237% | 67.88% | 31.59%
2419. Split of rate 1 units between special distribution time bands
Data sources:
x1 = 2418. Normalised split of rate 1 units by special distribution time band (in Normalisation of split of rate 1 units by special time band)
x2 = Split of rate 1 units between special distribution time bands (default)
Combine tables = x1 or x2
| Black | Yellow | Green
NHH UMS category A | 1.75% | 43.52% | 54.73%
NHH UMS category B | 3.33% | 14.9% | 81.77%
NHH UMS category C | 6.402% | 30.35% | 63.24%
NHH UMS category D | 0.5237% | 67.88% | 31.59%
LV UMS (Pseudo HH Metered) | 100% | 0% | 0%
2420. Split of rate 2 units between special distribution time bands (default)
| Black | Yellow | Green
LV UMS (Pseudo HH Metered) | 0% | 100% | 0%
2421. Split of rate 3 units between special distribution time bands (default)
| Black | Yellow | Green
LV UMS (Pseudo HH Metered) | 0% | 0% | 100%
2422. Calculation of implied special load coefficients for one-rate users
Data sources:
x1 = 2407. All units (MWh)
x2 = 2305. Rate 1 units (MWh) (in Equivalent volume for each end user)
x3 = 2419. Split of rate 1 units between special distribution time bands
x4 = 2417. Annual hours by special distribution time band (reconciled to days in year) (in Adjust annual hours by special distribution time band to match days in year)
x5 = Use of special distribution time bands by units in demand forecast for one-rate tariffs (in Calculation of implied special load coefficients for one-rate users)
x6 = 1010. Days in the charging year (in Financial and general assumptions)
Kind: | Calculation |  |  | Calculation
Formula: | =IF(x1>0,(x2*x3)/x1,0) |  |  | =IF(x4>0,x5*x6*24/x4,0)
Use of special distribution time bands by units in demand forecast for one-rate tariffs
| Black | Yellow | Green | First-time-band special load coefficient for one-rate tariffs
NHH UMS category A | 1.75% | 43.52% | 54.73% | 1.0088
NHH UMS category B | 3.33% | 14.9% | 81.77% | 1.919
NHH UMS category C | 6.402% | 30.35% | 63.24% | 3.6894
NHH UMS category D | 0% | 0% | 0% | 0
2423. Calculation of implied special load coefficients for three-rate users
Data sources:
x1 = 2407. All units (MWh)
x2 = 2305. Rate 1 units (MWh) (in Equivalent volume for each end user)
x3 = 2419. Split of rate 1 units between special distribution time bands
x4 = 2305. Rate 2 units (MWh) (in Equivalent volume for each end user)
x5 = 2420. Split of rate 2 units between special distribution time bands (default)
x6 = 2305. Rate 3 units (MWh) (in Equivalent volume for each end user)
x7 = 2421. Split of rate 3 units between special distribution time bands (default)
x8 = 2417. Annual hours by special distribution time band (reconciled to days in year) (in Adjust annual hours by special distribution time band to match days in year)
x9 = Use of special distribution time bands by units in demand forecast for three-rate tariffs (in Calculation of implied special load coefficients for three-rate users)
x10 = 1010. Days in the charging year (in Financial and general assumptions)
Kind: | Calculation |  |  | Calculation
Formula: | =IF(x1>0,(x2*x3+x4*x5+x6*x7)/x1,0) |  |  | =IF(x8>0,x9*x10*24/x8,0)
Use of special distribution time bands by units in demand forecast for three-rate tariffs
| Black | Yellow | Green | First-time-band special load coefficient for three-rate tariffs
LV UMS (Pseudo HH Metered) | 3.134% | 20.64% | 76.22% | 1.806
2424. Estimated contributions to peak demand
Data sources:
x1 = 2422. First-time-band special load coefficient for one-rate tariffs (in Calculation of implied special load coefficients for one-rate users)
x2 = 2423. First-time-band special load coefficient for three-rate tariffs (in Calculation of implied special load coefficients for three-rate users)
x3 = First-time-band special load coefficient (in Estimated contributions to peak demand)
x4 = 2407. All units (MWh)
x5 = 1010. Days in the charging year (in Financial and general assumptions)
x6 = 2302. Load coefficient
Kind: | Combine tables | Calculation | Calculation
Formula: | = x1 or x2 | =x3*x4/24/x5*1000 | =x6*x4/24/x5*1000
| First-time-band special load coefficient | Contribution to first-band peak kW | Contribution to system-peak-time kW
NHH UMS category A | 1.0088 | 1931.3067 | 1914.5127
NHH UMS category B | 1.919 | 1277.3651 | 1403.3096
NHH UMS category C | 3.6894 | 273.5127 | 292.1945
NHH UMS category D | 0 | 0 | 0
LV UMS (Pseudo HH Metered) | 1.806 | 28571.3789 | 30584.2034
2425. Mapping of tariffs to tariff groups for coincidence adjustment factor
Unmetered
NHH UMS category A | 1
NHH UMS category B | 1
NHH UMS category C | 1
NHH UMS category D | 1
LV UMS (Pseudo HH Metered) | 1
2426. Group contribution to first-band peak kW
Data sources:
x1 = 2425. Mapping of tariffs to tariff groups for coincidence adjustment factor
x2 = 2424. Contribution to first-band peak kW (in Estimated contributions to peak demand)
Sum-product calculation =SUMPRODUCT(x1, x2)
Unmetered
Black | 32053.5633
2427. Group contribution to system-peak-time kW
Data sources:
x1 = 2425. Mapping of tariffs to tariff groups for coincidence adjustment factor
x2 = 2424. Contribution to system-peak-time kW (in Estimated contributions to peak demand)
Sum-product calculation =SUMPRODUCT(x1, x2)
Unmetered
Group contribution to system-peak-time kW | 34194.2201
2428. Load coefficient correction factor for each group
Data sources:
x1 = 2426. Group contribution to first-band peak kW
x2 = 2427. Group contribution to system-peak-time kW
Calculation =IF(x1,x2/x1,0)
Unmetered
Load coefficient correction factor for each group | 1.0668
2429. Load coefficient correction factor (based on group)
Data sources:
x1 = 2425. Mapping of tariffs to tariff groups for coincidence adjustment factor
x2 = 2428. Load coefficient correction factor for each group
Sum-product calculation =SUMPRODUCT(x1, x2)
Load coefficient correction factor (based on group)
NHH UMS category A | 1.0668
NHH UMS category B | 1.0668
NHH UMS category C | 1.0668
NHH UMS category D | 1.0668
LV UMS (Pseudo HH Metered) | 1.0668
2430. Calculation of special peaking probabilities
Data sources:
x1 = 2411. Normalised peaking probabilities (in Normalisation of peaking probabilities)
x2 = Amber peaking probabilities (in Calculation of special peaking probabilities)
x3 = 1010. Days in the charging year (in Financial and general assumptions)
x4 = 2401. Annual hours by distribution time band (reconciled to days in year) (in Adjust annual hours by distribution time band to match days in year)
x5 = 1069. Black peaking probabilities (in Peaking probabilities by network level)
x6 = Red peaking probabilities (in Calculation of special peaking probabilities)
x7 = Amber peaking rates (in Calculation of special peaking probabilities)
x8 = 2417. Annual hours by special distribution time band (reconciled to days in year) (in Adjust annual hours by special distribution time band to match days in year)
x9 = Yellow peaking probabilities (in Calculation of special peaking probabilities)
x10 = Green peaking probabilities (in Calculation of special peaking probabilities)
Kind: | Copy cells | Copy cells | Copy cells | Calculation | Calculation | Calculation
Formula: | =x1 | =x1 | =x1 | =x2*24*x3/x4 | =IF(x5,x2+x6-x5,x7*x8/x3/24) | =1-x9-x10
| Red peaking probabilities | Amber peaking probabilities | Green peaking probabilities | Amber peaking rates | Yellow peaking probabilities | Black peaking probabilities
GSPs | 100% | 0% | 0% | 0 | 0% | 100%
132kV | 82.66% | 5.482% | 11.85% | 0.13945 | 12.08% | 76.06%
132kV/EHV | 82.66% | 5.482% | 11.85% | 0.13945 | 12.08% | 76.06%
EHV | 53.69% | 30.47% | 15.85% | 0.77494 | 36.43% | 47.73%
EHV/HV | 53.69% | 30.47% | 15.85% | 0.77494 | 36.43% | 47.73%
132kV/HV | 82.66% | 5.482% | 11.85% | 0.13945 | 12.08% | 76.06%
HV | 53.69% | 30.47% | 15.85% | 0.77494 | 36.43% | 47.73%
HV/LV | 53.69% | 30.47% | 15.85% | 0.77494 | 36.43% | 47.73%
LV circuits | 53.69% | 30.47% | 15.85% | 0.77494 | 36.43% | 47.73%
2431. Special peaking probabilities by network level
Data sources:
x1 = 2430. Green peaking probabilities (in Calculation of special peaking probabilities)
x2 = 2430. Yellow peaking probabilities (in Calculation of special peaking probabilities)
x3 = 2430. Black peaking probabilities (in Calculation of special peaking probabilities)
Combine tables = x1 or x2 or x3
| Black | Yellow | Green
GSPs | 100% | 0% | 0%
132kV | 76.06% | 12.08% | 11.85%
132kV/EHV | 76.06% | 12.08% | 11.85%
EHV | 47.73% | 36.43% | 15.85%
EHV/HV | 47.73% | 36.43% | 15.85%
132kV/HV | 76.06% | 12.08% | 11.85%
HV | 47.73% | 36.43% | 15.85%
HV/LV | 47.73% | 36.43% | 15.85%
LV circuits | 47.73% | 36.43% | 15.85%
2432. Special peaking probabilities by network level (reshaped)
Data sources:
x1 = 2431. Special peaking probabilities by network level
Reshape table = x1
| GSPs | Black | Yellow | Green | 132kV | Black | Yellow | Green | 132kV/EHV | Black | Yellow | Green | EHV | Black | Yellow | Green | EHV/HV | Black | Yellow | Green | 132kV/HV | Black | Yellow | Green | HV | Black | Yellow | Green | HV/LV | Black | Yellow | Green | LV circuits | Black | Yellow | Green
Probability of peak within timeband |  | 100% | 0% | 0% |  | 76.06% | 12.08% | 11.85% |  | 76.06% | 12.08% | 11.85% |  | 47.73% | 36.43% | 15.85% |  | 47.73% | 36.43% | 15.85% |  | 76.06% | 12.08% | 11.85% |  | 47.73% | 36.43% | 15.85% |  | 47.73% | 36.43% | 15.85% |  | 47.73% | 36.43% | 15.85%
2433. Pseudo load coefficient by time band and network level
Data sources:
x1 = 2417. Annual hours by special distribution time band (reconciled to days in year) (in Adjust annual hours by special distribution time band to match days in year)
x2 = 2429. Load coefficient correction factor (based on group)
x3 = 2432. Special peaking probabilities by network level (reshaped)
x4 = 1010. Days in the charging year (in Financial and general assumptions)
Calculation =IF(x1>0,x2*x3*24*x4/x1,0)
| GSPs | Black | Yellow | Green | 132kV | Black | Yellow | Green | 132kV/EHV | Black | Yellow | Green | EHV | Black | Yellow | Green | EHV/HV | Black | Yellow | Green | 132kV/HV | Black | Yellow | Green | HV | Black | Yellow | Green | HV/LV | Black | Yellow | Green | LV circuits | Black | Yellow | Green
NHH UMS category A |  | 61.4804 | 0 | 0 |  | 46.7635 | 0.29606 | 0.23108 |  | 46.7635 | 0.29606 | 0.23108 |  | 29.3436 | 0.89249 | 0.30889 |  | 29.3436 | 0.89249 | 0.30889 |  | 46.7635 | 0.29606 | 0.23108 |  | 29.3436 | 0.89249 | 0.30889 |  | 29.3436 | 0.89249 | 0.30889 |  | 29.3436 | 0.89249 | 0.30889
NHH UMS category B |  | 61.4804 | 0 | 0 |  | 46.7635 | 0.29606 | 0.23108 |  | 46.7635 | 0.29606 | 0.23108 |  | 29.3436 | 0.89249 | 0.30889 |  | 29.3436 | 0.89249 | 0.30889 |  | 46.7635 | 0.29606 | 0.23108 |  | 29.3436 | 0.89249 | 0.30889 |  | 29.3436 | 0.89249 | 0.30889 |  | 29.3436 | 0.89249 | 0.30889
NHH UMS category C |  | 61.4804 | 0 | 0 |  | 46.7635 | 0.29606 | 0.23108 |  | 46.7635 | 0.29606 | 0.23108 |  | 29.3436 | 0.89249 | 0.30889 |  | 29.3436 | 0.89249 | 0.30889 |  | 46.7635 | 0.29606 | 0.23108 |  | 29.3436 | 0.89249 | 0.30889 |  | 29.3436 | 0.89249 | 0.30889 |  | 29.3436 | 0.89249 | 0.30889
NHH UMS category D |  | 61.4804 | 0 | 0 |  | 46.7635 | 0.29606 | 0.23108 |  | 46.7635 | 0.29606 | 0.23108 |  | 29.3436 | 0.89249 | 0.30889 |  | 29.3436 | 0.89249 | 0.30889 |  | 46.7635 | 0.29606 | 0.23108 |  | 29.3436 | 0.89249 | 0.30889 |  | 29.3436 | 0.89249 | 0.30889 |  | 29.3436 | 0.89249 | 0.30889
LV UMS (Pseudo HH Metered) |  | 61.4804 | 0 | 0 |  | 46.7635 | 0.29606 | 0.23108 |  | 46.7635 | 0.29606 | 0.23108 |  | 29.3436 | 0.89249 | 0.30889 |  | 29.3436 | 0.89249 | 0.30889 |  | 46.7635 | 0.29606 | 0.23108 |  | 29.3436 | 0.89249 | 0.30889 |  | 29.3436 | 0.89249 | 0.30889 |  | 29.3436 | 0.89249 | 0.30889
2434. Unit rate 1 pseudo load coefficient by network level (special)
Data sources:
x1 = 2433. Pseudo load coefficient by time band and network level
x2 = 2419. Split of rate 1 units between special distribution time bands
Sum-product calculation =SUMPRODUCT(x1, x2)
| GSPs | 132kV | 132kV/EHV | EHV | EHV/HV | 132kV/HV | HV | HV/LV | LV circuits
NHH UMS category A | 1.0761 | 1.0739 | 1.0739 | 1.0711 | 1.0711 | 1.0739 | 1.0711 | 1.0711 | 1.0711
NHH UMS category B | 2.0472 | 1.7902 | 1.7902 | 1.3627 | 1.3627 | 1.7902 | 1.3627 | 1.3627 | 1.3627
NHH UMS category C | 3.9358 | 3.2297 | 3.2297 | 2.3448 | 2.3448 | 3.2297 | 2.3448 | 2.3448 | 2.3448
NHH UMS category D | 0.322 | 0.5189 | 0.5189 | 0.85712 | 0.85712 | 0.5189 | 0.85712 | 0.85712 | 0.85712
LV UMS (Pseudo HH Metered) | 61.4804 | 46.7635 | 46.7635 | 29.3436 | 29.3436 | 46.7635 | 29.3436 | 29.3436 | 29.3436
2435. Unit rate 2 pseudo load coefficient by network level (special)
Data sources:
x1 = 2433. Pseudo load coefficient by time band and network level
x2 = 2420. Split of rate 2 units between special distribution time bands (default)
Sum-product calculation =SUMPRODUCT(x1, x2)
| GSPs | 132kV | 132kV/EHV | EHV | EHV/HV | 132kV/HV | HV | HV/LV | LV circuits
LV UMS (Pseudo HH Metered) | 0 | 0.29606 | 0.29606 | 0.89249 | 0.89249 | 0.29606 | 0.89249 | 0.89249 | 0.89249
2436. Unit rate 3 pseudo load coefficient by network level (special)
Data sources:
x1 = 2433. Pseudo load coefficient by time band and network level
x2 = 2421. Split of rate 3 units between special distribution time bands (default)
Sum-product calculation =SUMPRODUCT(x1, x2)
| GSPs | 132kV | 132kV/EHV | EHV | EHV/HV | 132kV/HV | HV | HV/LV | LV circuits
LV UMS (Pseudo HH Metered) | 0 | 0.23108 | 0.23108 | 0.30889 | 0.30889 | 0.23108 | 0.30889 | 0.30889 | 0.30889
2437. Unit rate 1 pseudo load coefficient by network level (combined)
Data sources:
x1 = 2414. Unit rate 1 pseudo load coefficient by network level
x2 = 2434. Unit rate 1 pseudo load coefficient by network level (special)
Combine tables = x1 or x2
| GSPs | 132kV | 132kV/EHV | EHV | EHV/HV | 132kV/HV | HV | HV/LV | LV circuits
Domestic Two Rate | 2.9347 | 2.6673 | 2.6673 | 2.3987 | 2.3987 | 2.6673 | 2.3987 | 2.3987 | 2.3987
Domestic Off Peak (related MPAN) | 0.033407 | 0.23516 | 0.23516 | 0.36124 | 0.36124 | 0.23516 | 0.36124 | 0.36124 | 0.36124
Small Non Domestic Two Rate | 2.0026 | 1.8763 | 1.8763 | 1.9193 | 1.9193 | 1.8763 | 1.9193 | 1.9193 | 1.9193
Small Non Domestic Off Peak (related MPAN) | 0.039497 | 0.23768 | 0.23768 | 0.37972 | 0.37972 | 0.23768 | 0.37972 | 0.37972 | 0.37972
LV Medium Non-Domestic | 1.7842 | 1.7026 | 1.7026 | 1.7303 | 1.7303 | 1.7026 | 1.7303 | 1.7303 | 1.7303
LV Sub Medium Non-Domestic | 1.7617 | 1.6806 | 1.6806 | 1.7159 | 1.7159 | 1.6806 | 1.7159 | 1.7159 | 1.7159
HV Medium Non-Domestic | 2.3233 | 2.2359 | 2.2359 | 2.2929 | 2.2929 | 2.2359 | 2.2929 | 2.2929 | 2.2929
LV HH Metered | 19.9872 | 16.5221 | 16.5221 | 10.7305 | 10.7305 | 16.5221 | 10.7305 | 10.7305 | 10.7305
LV Sub HH Metered | 19.5622 | 16.1708 | 16.1708 | 10.5023 | 10.5023 | 16.1708 | 10.5023 | 10.5023 | 10.5023
HV HH Metered | 17.6891 | 14.6224 | 14.6224 | 9.4967 | 9.4967 | 14.6224 | 9.4967 | 9.4967 | 9.4967
HV Sub HH Metered | 16.7816 | 13.8722 | 13.8722 | 9.0095 | 9.0095 | 13.8722 | 9.0095 | 9.0095 | 9.0095
LV Generation Non-Intermittent | -16.7816 | -13.8722 | -13.8722 | -9.0095 | -9.0095 | -13.8722 | -9.0095 | -9.0095 | -9.0095
LV Sub Generation Non-Intermittent | -16.7816 | -13.8722 | -13.8722 | -9.0095 | -9.0095 | -13.8722 | -9.0095 | -9.0095 | -9.0095
HV Generation Non-Intermittent | -16.7816 | -13.8722 | -13.8722 | -9.0095 | -9.0095 | -13.8722 | -9.0095 | -9.0095 | -9.0095
HV Sub Generation Non-Intermittent | -16.7816 | -13.8722 | -13.8722 | -9.0095 | -9.0095 | -13.8722 | -9.0095 | -9.0095 | -9.0095
NHH UMS category A | 1.0761 | 1.0739 | 1.0739 | 1.0711 | 1.0711 | 1.0739 | 1.0711 | 1.0711 | 1.0711
NHH UMS category B | 2.0472 | 1.7902 | 1.7902 | 1.3627 | 1.3627 | 1.7902 | 1.3627 | 1.3627 | 1.3627
NHH UMS category C | 3.9358 | 3.2297 | 3.2297 | 2.3448 | 2.3448 | 3.2297 | 2.3448 | 2.3448 | 2.3448
NHH UMS category D | 0.322 | 0.5189 | 0.5189 | 0.85712 | 0.85712 | 0.5189 | 0.85712 | 0.85712 | 0.85712
LV UMS (Pseudo HH Metered) | 61.4804 | 46.7635 | 46.7635 | 29.3436 | 29.3436 | 46.7635 | 29.3436 | 29.3436 | 29.3436
2438. Unit rate 2 pseudo load coefficient by network level (combined)
Data sources:
x1 = 2415. Unit rate 2 pseudo load coefficient by network level
x2 = 2435. Unit rate 2 pseudo load coefficient by network level (special)
Combine tables = x1 or x2
| GSPs | 132kV | 132kV/EHV | EHV | EHV/HV | 132kV/HV | HV | HV/LV | LV circuits
Domestic Two Rate | 0 | 0.34133 | 0.34133 | 0.48367 | 0.48367 | 0.34133 | 0.48367 | 0.48367 | 0.48367
Small Non Domestic Two Rate | 0 | 0.31649 | 0.31649 | 0.44032 | 0.44032 | 0.31649 | 0.44032 | 0.44032 | 0.44032
LV Medium Non-Domestic | 0 | 0.31197 | 0.31197 | 0.418 | 0.418 | 0.31197 | 0.418 | 0.418 | 0.418
LV Sub Medium Non-Domestic | 0 | 0.30848 | 0.30848 | 0.41415 | 0.41415 | 0.30848 | 0.41415 | 0.41415 | 0.41415
HV Medium Non-Domestic | 0 | 0.42717 | 0.42717 | 0.57159 | 0.57159 | 0.42717 | 0.57159 | 0.57159 | 0.57159
LV HH Metered | 0 | 0.16608 | 0.16608 | 0.92297 | 0.92297 | 0.16608 | 0.92297 | 0.92297 | 0.92297
LV Sub HH Metered | 0 | 0.16255 | 0.16255 | 0.90334 | 0.90334 | 0.16255 | 0.90334 | 0.90334 | 0.90334
HV HH Metered | 0 | 0.14699 | 0.14699 | 0.81684 | 0.81684 | 0.14699 | 0.81684 | 0.81684 | 0.81684
HV Sub HH Metered | 0 | 0.13945 | 0.13945 | 0.77494 | 0.77494 | 0.13945 | 0.77494 | 0.77494 | 0.77494
LV Generation Non-Intermittent | 0 | -0.13945 | -0.13945 | -0.77494 | -0.77494 | -0.13945 | -0.77494 | -0.77494 | -0.77494
LV Sub Generation Non-Intermittent | 0 | -0.13945 | -0.13945 | -0.77494 | -0.77494 | -0.13945 | -0.77494 | -0.77494 | -0.77494
HV Generation Non-Intermittent | 0 | -0.13945 | -0.13945 | -0.77494 | -0.77494 | -0.13945 | -0.77494 | -0.77494 | -0.77494
HV Sub Generation Non-Intermittent | 0 | -0.13945 | -0.13945 | -0.77494 | -0.77494 | -0.13945 | -0.77494 | -0.77494 | -0.77494
LV UMS (Pseudo HH Metered) | 0 | 0.29606 | 0.29606 | 0.89249 | 0.89249 | 0.29606 | 0.89249 | 0.89249 | 0.89249
2439. Unit rate 3 pseudo load coefficient by network level (combined)
Data sources:
x1 = 2416. Unit rate 3 pseudo load coefficient by network level
x2 = 2436. Unit rate 3 pseudo load coefficient by network level (special)
Combine tables = x1 or x2
| GSPs | 132kV | 132kV/EHV | EHV | EHV/HV | 132kV/HV | HV | HV/LV | LV circuits
LV HH Metered | 0 | 0.25799 | 0.25799 | 0.34487 | 0.34487 | 0.25799 | 0.34487 | 0.34487 | 0.34487
LV Sub HH Metered | 0 | 0.2525 | 0.2525 | 0.33753 | 0.33753 | 0.2525 | 0.33753 | 0.33753 | 0.33753
HV HH Metered | 0 | 0.22833 | 0.22833 | 0.30521 | 0.30521 | 0.22833 | 0.30521 | 0.30521 | 0.30521
HV Sub HH Metered | 0 | 0.21661 | 0.21661 | 0.28956 | 0.28956 | 0.21661 | 0.28956 | 0.28956 | 0.28956
LV Generation Non-Intermittent | 0 | -0.21661 | -0.21661 | -0.28956 | -0.28956 | -0.21661 | -0.28956 | -0.28956 | -0.28956
LV Sub Generation Non-Intermittent | 0 | -0.21661 | -0.21661 | -0.28956 | -0.28956 | -0.21661 | -0.28956 | -0.28956 | -0.28956
HV Generation Non-Intermittent | 0 | -0.21661 | -0.21661 | -0.28956 | -0.28956 | -0.21661 | -0.28956 | -0.28956 | -0.28956
HV Sub Generation Non-Intermittent | 0 | -0.21661 | -0.21661 | -0.28956 | -0.28956 | -0.21661 | -0.28956 | -0.28956 | -0.28956
LV UMS (Pseudo HH Metered) | 0 | 0.23108 | 0.23108 | 0.30889 | 0.30889 | 0.23108 | 0.30889 | 0.30889 | 0.30889

## SMD
Forecast simultaneous maximum load for WPD South West in (DCP66A Forecast)
2501. Contributions of users on one-rate multi tariffs to system simultaneous maximum load by network level (kW)
Data sources:
x1 = 2305. Rate 1 units (MWh) (in Equivalent volume for each end user)
x2 = 2437. Unit rate 1 pseudo load coefficient by network level (combined)
x3 = 2012. Loss adjustment factors between end user meter reading and each network level, scaled by network use
x4 = 1010. Days in the charging year (in Financial and general assumptions)
Calculation =(x1*x2)*x3/(24*x4)*1000
| GSPs | 132kV | 132kV/EHV | EHV | EHV/HV | 132kV/HV | HV | HV/LV | LV circuits
Domestic Off Peak (related MPAN) | 302.7392 | 2103.6995 | 2095.4254 | 3172.0773 | 3141.6351 | 0 | 3073.7876 | 3036.7197 | 3011.5767
Small Non Domestic Off Peak (related MPAN) | 127.5689 | 757.8253 | 754.8447 | 1188.4131 | 1177.0079 | 0 | 1151.589 | 1137.7016 | 1128.2818
NHH UMS category A | 2239.5315 | 2206.0968 | 2197.4199 | 2159.9509 | 2139.222 | 0 | 2093.0228 | 2067.7823 | 2050.6617
NHH UMS category B | 1481.2248 | 1278.6673 | 1273.6382 | 955.3748 | 946.2062 | 0 | 925.7717 | 914.6074 | 907.0348
NHH UMS category C | 317.1637 | 256.921 | 255.9105 | 183.0911 | 181.334 | 0 | 177.4179 | 175.2784 | 173.8271
NHH UMS category D | 0 | 0 | 0 | 0 | 0 | 0 | 0 | 0 | 0
2502. Contributions of users on two-rate multi tariffs to system simultaneous maximum load by network level (kW)
Data sources:
x1 = 2305. Rate 1 units (MWh) (in Equivalent volume for each end user)
x2 = 2437. Unit rate 1 pseudo load coefficient by network level (combined)
x3 = 2305. Rate 2 units (MWh) (in Equivalent volume for each end user)
x4 = 2438. Unit rate 2 pseudo load coefficient by network level (combined)
x5 = 2012. Loss adjustment factors between end user meter reading and each network level, scaled by network use
x6 = 1010. Days in the charging year (in Financial and general assumptions)
Calculation =(x1*x2+x3*x4)*x5/(24*x6)*1000
| GSPs | 132kV | 132kV/EHV | EHV | EHV/HV | 132kV/HV | HV | HV/LV | LV circuits
Domestic Two Rate | 262188.6707 | 266590.9852 | 265542.4465 | 251256.6509 | 248845.3587 | 0 | 243471.2336 | 240535.1241 | 238543.5729
Small Non Domestic Two Rate | 87673.495 | 87805.5089 | 87460.1578 | 90592.0861 | 89722.6803 | 0 | 87785.0074 | 86726.3756 | 86008.3099
LV Medium Non-Domestic | 157132.9214 | 154714.1773 | 154105.6653 | 156466.9287 | 154965.3267 | 0 | 151618.6576 | 149790.2323 | 148550.0188
LV Sub Medium Non-Domestic | 16761.0255 | 16592.6244 | 16527.3634 | 16884.8441 | 16722.8015 | 0 | 16361.6518 | 16164.3406 | 0
HV Medium Non-Domestic | 651.4146 | 650.531 | 647.9724 | 664.5336 | 658.1561 | 0 | 643.9424 | 0 | 0
2503. Contributions of users on three-rate multi tariffs to system simultaneous maximum load by network level (kW)
Data sources:
x1 = 2305. Rate 1 units (MWh) (in Equivalent volume for each end user)
x2 = 2437. Unit rate 1 pseudo load coefficient by network level (combined)
x3 = 2305. Rate 2 units (MWh) (in Equivalent volume for each end user)
x4 = 2438. Unit rate 2 pseudo load coefficient by network level (combined)
x5 = 2305. Rate 3 units (MWh) (in Equivalent volume for each end user)
x6 = 2439. Unit rate 3 pseudo load coefficient by network level (combined)
x7 = 2012. Loss adjustment factors between end user meter reading and each network level, scaled by network use
x8 = 1010. Days in the charging year (in Financial and general assumptions)
Calculation =(x1*x2+x3*x4+x5*x6)*x7/(24*x8)*1000
| GSPs | 132kV | 132kV/EHV | EHV | EHV/HV | 132kV/HV | HV | HV/LV | LV circuits
LV HH Metered | 133619.3345 | 127244.9539 | 126744.4821 | 126012.9228 | 124803.5857 | 0 | 122108.297 | 120635.748 | 119636.924
LV Sub HH Metered | 119354.7365 | 114931.3537 | 114479.313 | 115327.1058 | 114220.3198 | 0 | 111753.5899 | 110405.9121 | 0
HV HH Metered | 381172.2251 | 370070.2642 | 368614.7272 | 368354.1231 | 364819.0548 | 0 | 356940.3334 | 0 | 0
HV Sub HH Metered | 0 | 0 | 0 | 0 | 0 | 0 | 0 | 0 | 0
LV Generation Non-Intermittent | -82.7994 | -72.8495 | -72.563 | -55.4419 | -54.9098 | 0 | -53.724 | -53.0761 | 0
LV Sub Generation Non-Intermittent | -164.6986 | -161.3557 | -160.7211 | -146.3254 | -144.9212 | 0 | -141.7914 | 0 | 0
HV Generation Non-Intermittent | -22496.8947 | -22076.2432 | -21989.4143 | -21371.9798 | -21166.8744 | 0 | 0 | 0 | 0
HV Sub Generation Non-Intermittent | 0 | 0 | 0 | 0 | 0 | 0 | 0 | 0 | 0
LV UMS (Pseudo HH Metered) | 33131.1974 | 28904.5486 | 28790.8631 | 22316.0862 | 22101.9203 | 0 | 21624.6019 | 21363.8228 | 21186.9374
2504. Estimated contributions of users on each tariff to system simultaneous maximum load by network level (kW)
Data sources:
x1 = 2407. All units (MWh)
x2 = 2302. Load coefficient
x3 = 2012. Loss adjustment factors between end user meter reading and each network level, scaled by network use
x4 = 1010. Days in the charging year (in Financial and general assumptions)
Calculation =x1*x2*x3/(24*x4)*1000
| GSPs | 132kV | 132kV/EHV | EHV | EHV/HV | 132kV/HV | HV | HV/LV | LV circuits
Domestic Unrestricted | 1202591.6881 | 1187158.6259 | 1182489.3688 | 1165302.0233 | 1154118.7026 | 0 | 1129194.0733 | 1115576.7051 | 1106340.0994
Domestic Two Rate | 262188.6707 | 258823.9592 | 257805.9692 | 254058.7894 | 251620.6053 | 0 | 246186.5452 | 243217.6908 | 241203.9289
Domestic Off Peak (related MPAN) | 0 | 0 | 0 | 0 | 0 | 0 | 0 | 0 | 0
Small Non Domestic Unrestricted | 251748.1899 | 248517.4628 | 247540.0097 | 243942.0444 | 241600.95 | 0 | 236383.2769 | 233532.6437 | 231599.0707
Small Non Domestic Two Rate | 87673.495 | 86548.3663 | 86207.9597 | 84954.937 | 84139.6305 | 0 | 82322.5305 | 81329.7727 | 80656.3892
Small Non Domestic Off Peak (related MPAN) | 0 | 0 | 0 | 0 | 0 | 0 | 0 | 0 | 0
LV Medium Non-Domestic | 157132.9214 | 155116.4081 | 154506.3141 | 152260.5827 | 150799.3487 | 0 | 147542.6492 | 145763.3779 | 144556.5054
LV Sub Medium Non-Domestic | 16761.0255 | 16545.9284 | 16480.851 | 16241.3038 | 16085.4372 | 0 | 15738.0521 | 15548.2611 | 0
HV Medium Non-Domestic | 651.4146 | 643.0549 | 640.5257 | 631.2157 | 625.158 | 0 | 611.6569 | 0 | 0
LV HH Metered | 133619.3345 | 131904.5751 | 131385.7763 | 129476.0994 | 128233.5264 | 0 | 125464.1639 | 123951.1452 | 122924.8708
LV Sub HH Metered | 119354.7365 | 117823.037 | 117359.6229 | 115653.8145 | 114543.893 | 0 | 112070.1751 | 110718.6795 | 0
HV HH Metered | 381172.2251 | 376280.5776 | 374800.6146 | 369352.9313 | 365808.2774 | 0 | 357908.1926 | 0 | 0
HV Sub HH Metered | 0 | 0 | 0 | 0 | 0 | 0 | 0 | 0 | 0
NHH UMS category A | 2081.0753 | 2054.3685 | 2046.2884 | 2016.5458 | 1997.1932 | 0 | 1954.0613 | 1930.4966 | 1914.5127
NHH UMS category B | 1525.3976 | 1505.8219 | 1499.8993 | 1478.0984 | 1463.9132 | 0 | 1432.2982 | 1415.0256 | 1403.3096
NHH UMS category C | 317.6154 | 313.5394 | 312.3062 | 307.7668 | 304.8132 | 0 | 298.2304 | 294.6339 | 292.1945
NHH UMS category D | 0 | 0 | 0 | 0 | 0 | 0 | 0 | 0 | 0
LV UMS (Pseudo HH Metered) | 33245.029 | 32818.39 | 32689.3108 | 32214.1754 | 31905.0183 | 0 | 31215.9897 | 30839.5446 | 30584.2034
LV Generation NHH | -163.0847 | -160.9919 | -160.3586 | -158.0279 | -156.5113 | 0 | -153.1312 | -151.2845 | 0
LV Sub Generation NHH | 0 | 0 | 0 | 0 | 0 | 0 | 0 | 0 | 0
LV Generation Intermittent | -1379.5405 | -1361.8366 | -1356.4803 | -1336.764 | -1323.9352 | 0 | -1295.3432 | -1279.7222 | 0
LV Generation Non-Intermittent | -33.0364 | -32.6124 | -32.4842 | -32.012 | -31.7048 | 0 | -31.0201 | -30.646 | 0
LV Sub Generation Intermittent | -57.5717 | -56.8329 | -56.6094 | -55.7866 | -55.2512 | 0 | -54.058 | 0 | 0
LV Sub Generation Non-Intermittent | -151.6706 | -149.7242 | -149.1353 | -146.9676 | -145.5572 | 0 | -142.4137 | 0 | 0
HV Generation Intermittent | -4190.6414 | -4136.8622 | -4120.5913 | -4060.699 | -4021.7288 | 0 | 0 | 0 | 0
HV Generation Non-Intermittent | -21721.054 | -21442.304 | -21357.9685 | -21047.5329 | -20845.5412 | 0 | 0 | 0 | 0
HV Sub Generation Intermittent | 0 | 0 | 0 | 0 | 0 | 0 | 0 | 0 | 0
HV Sub Generation Non-Intermittent | 0 | 0 | 0 | 0 | 0 | 0 | 0 | 0 | 0
2505. Contributions of users on each tariff to system simultaneous maximum load by network level (kW)
Data sources:
x1 = 2501. Contributions of users on one-rate multi tariffs to system simultaneous maximum load by network level (kW)
x2 = 2502. Contributions of users on two-rate multi tariffs to system simultaneous maximum load by network level (kW)
x3 = 2503. Contributions of users on three-rate multi tariffs to system simultaneous maximum load by network level (kW)
x4 = 2504. Estimated contributions of users on each tariff to system simultaneous maximum load by network level (kW)
Combine tables = x1 or x2 or x3 or x4
| GSPs | 132kV | 132kV/EHV | EHV | EHV/HV | 132kV/HV | HV | HV/LV | LV circuits
Domestic Unrestricted | 1202591.6881 | 1187158.6259 | 1182489.3688 | 1165302.0233 | 1154118.7026 | 0 | 1129194.0733 | 1115576.7051 | 1106340.0994
Domestic Two Rate | 262188.6707 | 266590.9852 | 265542.4465 | 251256.6509 | 248845.3587 | 0 | 243471.2336 | 240535.1241 | 238543.5729
Domestic Off Peak (related MPAN) | 302.7392 | 2103.6995 | 2095.4254 | 3172.0773 | 3141.6351 | 0 | 3073.7876 | 3036.7197 | 3011.5767
Small Non Domestic Unrestricted | 251748.1899 | 248517.4628 | 247540.0097 | 243942.0444 | 241600.95 | 0 | 236383.2769 | 233532.6437 | 231599.0707
Small Non Domestic Two Rate | 87673.495 | 87805.5089 | 87460.1578 | 90592.0861 | 89722.6803 | 0 | 87785.0074 | 86726.3756 | 86008.3099
Small Non Domestic Off Peak (related MPAN) | 127.5689 | 757.8253 | 754.8447 | 1188.4131 | 1177.0079 | 0 | 1151.589 | 1137.7016 | 1128.2818
LV Medium Non-Domestic | 157132.9214 | 154714.1773 | 154105.6653 | 156466.9287 | 154965.3267 | 0 | 151618.6576 | 149790.2323 | 148550.0188
LV Sub Medium Non-Domestic | 16761.0255 | 16592.6244 | 16527.3634 | 16884.8441 | 16722.8015 | 0 | 16361.6518 | 16164.3406 | 0
HV Medium Non-Domestic | 651.4146 | 650.531 | 647.9724 | 664.5336 | 658.1561 | 0 | 643.9424 | 0 | 0
LV HH Metered | 133619.3345 | 127244.9539 | 126744.4821 | 126012.9228 | 124803.5857 | 0 | 122108.297 | 120635.748 | 119636.924
LV Sub HH Metered | 119354.7365 | 114931.3537 | 114479.313 | 115327.1058 | 114220.3198 | 0 | 111753.5899 | 110405.9121 | 0
HV HH Metered | 381172.2251 | 370070.2642 | 368614.7272 | 368354.1231 | 364819.0548 | 0 | 356940.3334 | 0 | 0
HV Sub HH Metered | 0 | 0 | 0 | 0 | 0 | 0 | 0 | 0 | 0
NHH UMS category A | 2239.5315 | 2206.0968 | 2197.4199 | 2159.9509 | 2139.222 | 0 | 2093.0228 | 2067.7823 | 2050.6617
NHH UMS category B | 1481.2248 | 1278.6673 | 1273.6382 | 955.3748 | 946.2062 | 0 | 925.7717 | 914.6074 | 907.0348
NHH UMS category C | 317.1637 | 256.921 | 255.9105 | 183.0911 | 181.334 | 0 | 177.4179 | 175.2784 | 173.8271
NHH UMS category D | 0 | 0 | 0 | 0 | 0 | 0 | 0 | 0 | 0
LV UMS (Pseudo HH Metered) | 33131.1974 | 28904.5486 | 28790.8631 | 22316.0862 | 22101.9203 | 0 | 21624.6019 | 21363.8228 | 21186.9374
LV Generation NHH | -163.0847 | -160.9919 | -160.3586 | -158.0279 | -156.5113 | 0 | -153.1312 | -151.2845 | 0
LV Sub Generation NHH | 0 | 0 | 0 | 0 | 0 | 0 | 0 | 0 | 0
LV Generation Intermittent | -1379.5405 | -1361.8366 | -1356.4803 | -1336.764 | -1323.9352 | 0 | -1295.3432 | -1279.7222 | 0
LV Generation Non-Intermittent | -82.7994 | -72.8495 | -72.563 | -55.4419 | -54.9098 | 0 | -53.724 | -53.0761 | 0
LV Sub Generation Intermittent | -57.5717 | -56.8329 | -56.6094 | -55.7866 | -55.2512 | 0 | -54.058 | 0 | 0
LV Sub Generation Non-Intermittent | -164.6986 | -161.3557 | -160.7211 | -146.3254 | -144.9212 | 0 | -141.7914 | 0 | 0
HV Generation Intermittent | -4190.6414 | -4136.8622 | -4120.5913 | -4060.699 | -4021.7288 | 0 | 0 | 0 | 0
HV Generation Non-Intermittent | -22496.8947 | -22076.2432 | -21989.4143 | -21371.9798 | -21166.8744 | 0 | 0 | 0 | 0
HV Sub Generation Intermittent | 0 | 0 | 0 | 0 | 0 | 0 | 0 | 0 | 0
HV Sub Generation Non-Intermittent | 0 | 0 | 0 | 0 | 0 | 0 | 0 | 0 | 0
2506. Forecast system simultaneous maximum load (kW) from forecast units
Data sources:
x1 = 2505. Contributions of users on each tariff to system simultaneous maximum load by network level (kW)
Cell summation =SUM(x1)
| GSPs | 132kV | 132kV/EHV | EHV | EHV/HV | 132kV/HV | HV | HV/LV | LV circuits
Forecast system simultaneous maximum load (kW) from forecast units | 2621957.8957 | 2581757.274 | 2571602.8698 | 2537593.2319 | 2513240.1299 | 0 | 2483608.2064 | 2100578.9106 | 1959136.3152

## AMD
Forecast aggregate maximum load for WPD South West in (DCP66A Forecast)
2601. Pre-processing of data for standing charge factors
Data sources:
x1 = Standing charges factors (in Pre-processing of data for standing charge factors)
x2 = 1018. Proportion of relevant load going through 132kV/HV direct transformation
x3 = Standing charges factors for 132kV/HV (in Pre-processing of data for standing charge factors)
Kind: | Fixed data | [7 empty] | Fixed data | Calculation
Formula: | [9 empty] | =x1+0.2*x2*x3
Standing charges factors
| GSPs | 132kV | 132kV/EHV | EHV | EHV/HV | HV | HV/LV | LV circuits | Standing charges factors for 132kV/HV | Adjusted standing charges factors for 132kV
Domestic Unrestricted | 0 | 0 | 0 | 0 | 0 | 0 | 0 | 1 | 0 | 0
Domestic Two Rate | 0 | 0 | 0 | 0 | 0 | 0 | 0 | 1 | 0 | 0
Domestic Off Peak (related MPAN) | 0 | 0 | 0 | 0 | 0 | 0 | 0 | 1 | 0 | 0
Small Non Domestic Unrestricted | 0 | 0 | 0 | 0 | 0 | 0 | 0 | 1 | 0 | 0
Small Non Domestic Two Rate | 0 | 0 | 0 | 0 | 0 | 0 | 0 | 1 | 0 | 0
Small Non Domestic Off Peak (related MPAN) | 0 | 0 | 0 | 0 | 0 | 0 | 0 | 1 | 0 | 0
LV Medium Non-Domestic | 0 | 0 | 0 | 0 | 0 | 0 | 0 | 1 | 0 | 0
LV Sub Medium Non-Domestic | 0 | 0 | 0 | 0 | 0 | 0 | 1 | 0 | 0 | 0
HV Medium Non-Domestic | 0 | 0 | 0 | 0.2 | 1 | 1 | 0 | 0 | 1 | 0
LV HH Metered | 0 | 0 | 0 | 0 | 0 | 0.2 | 1 | 1 | 0 | 0
LV Sub HH Metered | 0 | 0 | 0 | 0 | 0 | 1 | 1 | 0 | 0 | 0
HV HH Metered | 0 | 0 | 0 | 0.2 | 1 | 1 | 0 | 0 | 1 | 0
HV Sub HH Metered | 0 | 0 | 0 | 1 | 1 | 0 | 0 | 0 | 0 | 0
NHH UMS category A | 0 | 0 | 0 | 0 | 0 | 0 | 0 | 0 | 0 | 0
NHH UMS category B | 0 | 0 | 0 | 0 | 0 | 0 | 0 | 0 | 0 | 0
NHH UMS category C | 0 | 0 | 0 | 0 | 0 | 0 | 0 | 0 | 0 | 0
NHH UMS category D | 0 | 0 | 0 | 0 | 0 | 0 | 0 | 0 | 0 | 0
LV UMS (Pseudo HH Metered) | 0 | 0 | 0 | 0 | 0 | 0 | 0 | 0 | 0 | 0
2602. Standing charges factors adapted to use 132kV/HV
Data sources:
x1 = 2601. Standing charges factors for 132kV/HV (in Pre-processing of data for standing charge factors)
x2 = 2601. Adjusted standing charges factors for 132kV (in Pre-processing of data for standing charge factors)
x3 = 2601. Standing charges factors (in Pre-processing of data for standing charge factors)
Combine tables = x1 or x2 or x3
| GSPs | 132kV | 132kV/EHV | EHV | EHV/HV | 132kV/HV | HV | HV/LV | LV circuits
Domestic Unrestricted | 0 | 0 | 0 | 0 | 0 | 0 | 0 | 0 | 1
Domestic Two Rate | 0 | 0 | 0 | 0 | 0 | 0 | 0 | 0 | 1
Domestic Off Peak (related MPAN) | 0 | 0 | 0 | 0 | 0 | 0 | 0 | 0 | 1
Small Non Domestic Unrestricted | 0 | 0 | 0 | 0 | 0 | 0 | 0 | 0 | 1
Small Non Domestic Two Rate | 0 | 0 | 0 | 0 | 0 | 0 | 0 | 0 | 1
Small Non Domestic Off Peak (related MPAN) | 0 | 0 | 0 | 0 | 0 | 0 | 0 | 0 | 1
LV Medium Non-Domestic | 0 | 0 | 0 | 0 | 0 | 0 | 0 | 0 | 1
LV Sub Medium Non-Domestic | 0 | 0 | 0 | 0 | 0 | 0 | 0 | 1 | 0
HV Medium Non-Domestic | 0 | 0 | 0 | 0.2 | 1 | 1 | 1 | 0 | 0
LV HH Metered | 0 | 0 | 0 | 0 | 0 | 0 | 0.2 | 1 | 1
LV Sub HH Metered | 0 | 0 | 0 | 0 | 0 | 0 | 1 | 1 | 0
HV HH Metered | 0 | 0 | 0 | 0.2 | 1 | 1 | 1 | 0 | 0
HV Sub HH Metered | 0 | 0 | 0 | 1 | 1 | 0 | 0 | 0 | 0
NHH UMS category A | 0 | 0 | 0 | 0 | 0 | 0 | 0 | 0 | 0
NHH UMS category B | 0 | 0 | 0 | 0 | 0 | 0 | 0 | 0 | 0
NHH UMS category C | 0 | 0 | 0 | 0 | 0 | 0 | 0 | 0 | 0
NHH UMS category D | 0 | 0 | 0 | 0 | 0 | 0 | 0 | 0 | 0
LV UMS (Pseudo HH Metered) | 0 | 0 | 0 | 0 | 0 | 0 | 0 | 0 | 0
2603. Capacity-based contributions to chargeable aggregate maximum load by network level (kW)
Data sources:
x1 = 2305. Import capacity (kVA) (in Equivalent volume for each end user)
x2 = 1010. Power factor for all flows in the network model (in Financial and general assumptions)
x3 = 2602. Standing charges factors adapted to use 132kV/HV
x4 = 2012. Loss adjustment factors between end user meter reading and each network level, scaled by network use
Calculation =x1*x2*x3*x4
| GSPs | 132kV | 132kV/EHV | EHV | EHV/HV | 132kV/HV | HV | HV/LV | LV circuits
LV HH Metered | 0 | 0 | 0 | 0 | 0 | 0 | 70782.5822 | 349644.9443 | 346750
LV Sub HH Metered | 0 | 0 | 0 | 0 | 0 | 0 | 316365.1643 | 312550 | 0
HV HH Metered | 0 | 0 | 0 | 190781.5407 | 944753.119 | 0 | 924350 | 0 | 0
HV Sub HH Metered | 0 | 0 | 0 | 0 | 0 | 0 | 0 | 0 | 0
2604. Unit-based contributions to chargeable aggregate maximum load (kW)
Data sources:
x1 = 2407. All units (MWh)
x2 = 1041. Load factor for each type of demand user (in Load profile data for demand users)
x3 = 2602. Standing charges factors adapted to use 132kV/HV
x4 = 2012. Loss adjustment factors between end user meter reading and each network level, scaled by network use
x5 = 1010. Days in the charging year (in Financial and general assumptions)
Calculation =x1/x2*x3*x4/(24*x5)*1000
| GSPs | 132kV | 132kV/EHV | EHV | EHV/HV | 132kV/HV | HV | HV/LV | LV circuits
Domestic Unrestricted | 0 | 0 | 0 | 0 | 0 | 0 | 0 | 0 | 1214299.7006
Domestic Two Rate | 0 | 0 | 0 | 0 | 0 | 0 | 0 | 0 | 767125.6027
Domestic Off Peak (related MPAN) | 0 | 0 | 0 | 0 | 0 | 0 | 0 | 0 | 60947.7548
Small Non Domestic Unrestricted | 0 | 0 | 0 | 0 | 0 | 0 | 0 | 0 | 368956.0572
Small Non Domestic Two Rate | 0 | 0 | 0 | 0 | 0 | 0 | 0 | 0 | 151988.8544
Small Non Domestic Off Peak (related MPAN) | 0 | 0 | 0 | 0 | 0 | 0 | 0 | 0 | 13158.8383
LV Medium Non-Domestic | 0 | 0 | 0 | 0 | 0 | 0 | 0 | 0 | 180556.5766
LV Sub Medium Non-Domestic | 0 | 0 | 0 | 0 | 0 | 0 | 0 | 19858.6617 | 0
HV Medium Non-Domestic | 0 | 0 | 0 | 168.0372 | 832.1226 | 0 | 814.1519 | 0 | 0
LV HH Metered | 0 | 0 | 0 | 0 | 0 | 0 | 30807.408 | 152179.4505 | 150919.455
LV Sub HH Metered | 0 | 0 | 0 | 0 | 0 | 0 | 143179.2969 | 141452.6449 | 0
HV HH Metered | 0 | 0 | 0 | 91044.6008 | 450854.261 | 0 | 441117.5023 | 0 | 0
HV Sub HH Metered | 0 | 0 | 0 | 0 | 0 | 0 | 0 | 0 | 0
NHH UMS category A | 0 | 0 | 0 | 0 | 0 | 0 | 0 | 0 | 0
NHH UMS category B | 0 | 0 | 0 | 0 | 0 | 0 | 0 | 0 | 0
NHH UMS category C | 0 | 0 | 0 | 0 | 0 | 0 | 0 | 0 | 0
NHH UMS category D | 0 | 0 | 0 | 0 | 0 | 0 | 0 | 0 | 0
LV UMS (Pseudo HH Metered) | 0 | 0 | 0 | 0 | 0 | 0 | 0 | 0 | 0
2605. Contributions to aggregate maximum load by network level (kW)
Data sources:
x1 = 2603. Capacity-based contributions to chargeable aggregate maximum load by network level (kW)
x2 = 2604. Unit-based contributions to chargeable aggregate maximum load (kW)
Combine tables = x1 or x2
| GSPs | 132kV | 132kV/EHV | EHV | EHV/HV | 132kV/HV | HV | HV/LV | LV circuits
Domestic Unrestricted | 0 | 0 | 0 | 0 | 0 | 0 | 0 | 0 | 1214299.7006
Domestic Two Rate | 0 | 0 | 0 | 0 | 0 | 0 | 0 | 0 | 767125.6027
Small Non Domestic Unrestricted | 0 | 0 | 0 | 0 | 0 | 0 | 0 | 0 | 368956.0572
Small Non Domestic Two Rate | 0 | 0 | 0 | 0 | 0 | 0 | 0 | 0 | 151988.8544
LV Medium Non-Domestic | 0 | 0 | 0 | 0 | 0 | 0 | 0 | 0 | 180556.5766
LV Sub Medium Non-Domestic | 0 | 0 | 0 | 0 | 0 | 0 | 0 | 19858.6617 | 0
HV Medium Non-Domestic | 0 | 0 | 0 | 168.0372 | 832.1226 | 0 | 814.1519 | 0 | 0
LV HH Metered | 0 | 0 | 0 | 0 | 0 | 0 | 70782.5822 | 349644.9443 | 346750
LV Sub HH Metered | 0 | 0 | 0 | 0 | 0 | 0 | 316365.1643 | 312550 | 0
HV HH Metered | 0 | 0 | 0 | 190781.5407 | 944753.119 | 0 | 924350 | 0 | 0
HV Sub HH Metered | 0 | 0 | 0 | 0 | 0 | 0 | 0 | 0 | 0
NHH UMS category A | 0 | 0 | 0 | 0 | 0 | 0 | 0 | 0 | 0
NHH UMS category B | 0 | 0 | 0 | 0 | 0 | 0 | 0 | 0 | 0
NHH UMS category C | 0 | 0 | 0 | 0 | 0 | 0 | 0 | 0 | 0
NHH UMS category D | 0 | 0 | 0 | 0 | 0 | 0 | 0 | 0 | 0
LV UMS (Pseudo HH Metered) | 0 | 0 | 0 | 0 | 0 | 0 | 0 | 0 | 0
2606. Forecast chargeable aggregate maximum load (kW)
Data sources:
x1 = 2605. Contributions to aggregate maximum load by network level (kW)
Cell summation =SUM(x1)
| GSPs | 132kV | 132kV/EHV | EHV | EHV/HV | 132kV/HV | HV | HV/LV | LV circuits
Forecast chargeable aggregate maximum load (kW) | 0 | 0 | 0 | 190949.5779 | 945585.2416 | 0 | 1312311.8984 | 682053.606 | 3029676.7915
2607. Forecast simultaneous load subject to standing charge factors (kW)
Data sources:
x1 = 2505. Contributions of users on each tariff to system simultaneous maximum load by network level (kW)
x2 = 2602. Standing charges factors adapted to use 132kV/HV
Calculation =x1*x2
| GSPs | 132kV | 132kV/EHV | EHV | EHV/HV | 132kV/HV | HV | HV/LV | LV circuits
Domestic Unrestricted | 0 | 0 | 0 | 0 | 0 | 0 | 0 | 0 | 1106340.0994
Domestic Two Rate | 0 | 0 | 0 | 0 | 0 | 0 | 0 | 0 | 238543.5729
Domestic Off Peak (related MPAN) | 0 | 0 | 0 | 0 | 0 | 0 | 0 | 0 | 3011.5767
Small Non Domestic Unrestricted | 0 | 0 | 0 | 0 | 0 | 0 | 0 | 0 | 231599.0707
Small Non Domestic Two Rate | 0 | 0 | 0 | 0 | 0 | 0 | 0 | 0 | 86008.3099
Small Non Domestic Off Peak (related MPAN) | 0 | 0 | 0 | 0 | 0 | 0 | 0 | 0 | 1128.2818
LV Medium Non-Domestic | 0 | 0 | 0 | 0 | 0 | 0 | 0 | 0 | 148550.0188
LV Sub Medium Non-Domestic | 0 | 0 | 0 | 0 | 0 | 0 | 0 | 16164.3406 | 0
HV Medium Non-Domestic | 0 | 0 | 0 | 132.9067 | 658.1561 | 0 | 643.9424 | 0 | 0
LV HH Metered | 0 | 0 | 0 | 0 | 0 | 0 | 24421.6594 | 120635.748 | 119636.924
LV Sub HH Metered | 0 | 0 | 0 | 0 | 0 | 0 | 111753.5899 | 110405.9121 | 0
HV HH Metered | 0 | 0 | 0 | 73670.8246 | 364819.0548 | 0 | 356940.3334 | 0 | 0
HV Sub HH Metered | 0 | 0 | 0 | 0 | 0 | 0 | 0 | 0 | 0
NHH UMS category A | 0 | 0 | 0 | 0 | 0 | 0 | 0 | 0 | 0
NHH UMS category B | 0 | 0 | 0 | 0 | 0 | 0 | 0 | 0 | 0
NHH UMS category C | 0 | 0 | 0 | 0 | 0 | 0 | 0 | 0 | 0
NHH UMS category D | 0 | 0 | 0 | 0 | 0 | 0 | 0 | 0 | 0
LV UMS (Pseudo HH Metered) | 0 | 0 | 0 | 0 | 0 | 0 | 0 | 0 | 0
2608. Forecast simultaneous load replaced by standing charge (kW)
Data sources:
x1 = 2607. Forecast simultaneous load subject to standing charge factors (kW)
Cell summation =SUM(x1)
| GSPs | 132kV | 132kV/EHV | EHV | EHV/HV | 132kV/HV | HV | HV/LV | LV circuits
Forecast simultaneous load replaced by standing charge (kW) | 0 | 0 | 0 | 73803.7314 | 365477.2109 | 0 | 493759.5251 | 247206.0006 | 1934817.8541
2609. Calculated LV diversity allowance
Data sources:
x1 = 2606. Forecast chargeable aggregate maximum load (kW)
x2 = 2608. Forecast simultaneous load replaced by standing charge (kW)
Calculation =x1/x2-1
LV circuits
Calculated LV diversity allowance | 56.59%
2610. Network level mapping for diversity allowances
| GSPs | 132kV | 132kV/EHV | EHV | EHV/HV | 132kV/HV | HV | HV/LV | LV circuits
GSPs | 100% | 0% | 0% | 0% | 0% | 0% | 0% | 0% | 0%
132kV | 0% | 100% | 0% | 0% | 0% | 0% | 0% | 0% | 0%
132kV/EHV | 0% | 0% | 100% | 0% | 0% | 100% | 0% | 0% | 0%
EHV | 0% | 0% | 0% | 100% | 0% | 0% | 0% | 0% | 0%
EHV/HV | 0% | 0% | 0% | 0% | 100% | 0% | 0% | 0% | 0%
HV | 0% | 0% | 0% | 0% | 0% | 0% | 100% | 0% | 0%
HV/LV | 0% | 0% | 0% | 0% | 0% | 0% | 0% | 100% | 0%
LV circuits | 0% | 0% | 0% | 0% | 0% | 0% | 0% | 0% | 100%
2611. Diversity allowances including 132kV/HV
Data sources:
x1 = 2104. Diversity allowance between level exit and GSP Group (in Diversity calculations)
x2 = 2610. Network level mapping for diversity allowances
Sum-product calculation =SUMPRODUCT(x1, x2)
Diversity allowances including 132kV/HV
GSPs | 2.2%
132kV | 5.368%
132kV/EHV | 5.368%
EHV | 13.27%
EHV/HV | 13.27%
132kV/HV | 5.368%
HV | 55.18%
HV/LV | 55.18%
LV circuits | 0%
2612. Diversity allowances (including calculated LV value)
Data sources:
x1 = 2609. Calculated LV diversity allowance
x2 = 2611. Diversity allowances including 132kV/HV
Combine tables = x1 or x2
| GSPs | 132kV | 132kV/EHV | EHV | EHV/HV | 132kV/HV | HV | HV/LV | LV circuits
Diversity allowances (including calculated LV value) | 2.2% | 5.368% | 5.368% | 13.27% | 13.27% | 5.368% | 55.18% | 55.18% | 56.59%
2613. Forecast simultaneous maximum load (kW) adjusted for standing charges
Data sources:
x1 = 2506. Forecast system simultaneous maximum load (kW) from forecast units
x2 = 2608. Forecast simultaneous load replaced by standing charge (kW)
x3 = 2606. Forecast chargeable aggregate maximum load (kW)
x4 = 2612. Diversity allowances (including calculated LV value)
Calculation =x1-x2+x3/(1+x4)
| GSPs | 132kV | 132kV/EHV | EHV | EHV/HV | 132kV/HV | HV | HV/LV | LV circuits
Forecast simultaneous maximum load (kW) adjusted for standing charges | 2621957.8957 | 2581757.274 | 2571602.8698 | 2632367.4153 | 2982563.341 | 0 | 2835513.9099 | 2292894.2002 | 1959136.3152

## Otex
Other expenditure for WPD South West in (DCP66A Forecast)
2701. Operating expenditure coded by network level (£/year)
Data sources:
x1 = 1055. Transmission exit charges (£/year)
x2 = Zero for levels other than transmission exit
Combine tables = x1 or x2
| Transmission exit | Operating 132kV | Operating 132kV/EHV | Operating EHV | Operating EHV/HV | Operating 132kV/HV | Operating HV | Operating HV/LV | Operating LV circuits | Operating LV customer | Operating HV customer
Operating expenditure coded by network level (£/year) | 8886058.6474 | 0 | 0 | 0 | 0 | 0 | 0 | 0 | 0 | 0 | 0
2702. Network model assets (£) scaled by load forecast
Data sources:
x1 = 2108. GSP simultaneous maximum load assumed through each network level (MW)
x2 = 2613. Forecast simultaneous maximum load (kW) adjusted for standing charges
x3 = 1020. Gross asset cost by network level (£)
Calculation =IF(x1,x2*x3/x1/1000,0)
| Assets 132kV | Assets 132kV/EHV | Assets EHV | Assets EHV/HV | Assets 132kV/HV | Assets HV | Assets HV/LV | Assets LV circuits
Network model assets (£) scaled by load forecast | 565754776.6241 | 84265628.7233 | 258258933.3704 | 236180985.1266 | 0 | 959346372.7808 | 306446756.8991 | 588787865.6435
2703. Annual consumption by tariff for unmetered users (MWh)
Data sources:
x1 = 2407. All units (MWh)
Copy cells = x1
Annual consumption by tariff for unmetered users (MWh)
NHH UMS category A | 16771.1311
NHH UMS category B | 5830.9218
NHH UMS category C | 649.4155
NHH UMS category D | 0
LV UMS (Pseudo HH Metered) | 138584.5186
2704. Total unmetered units
Data sources:
x1 = 2703. Annual consumption by tariff for unmetered users (MWh)
Cell summation =SUM(x1)
Total unmetered units
Total unmetered units | 161835.987
2705. Service model asset data
Data sources:
x1 = 2205. Service model assets by tariff (£)
x2 = 2305. MPANs (in Equivalent volume for each end user)
x3 = 2202. Asset £/(MWh/year) from LV service models
x4 = 2704. Total unmetered units
x5 = Service model assets (£) scaled by annual MWh (in Service model asset data)
x6 = Service model assets (£) scaled by user count (in Service model asset data)
x7 = Service model assets (£) scaled by annual MWh (in Service model asset data)
Kind: | Sum-product calculation |  | Calculation | Copy cells |  | Calculation
Formula: | =SUMPRODUCT(x1, x2) |  | =x3*x4 | = x5 |  | =x6+x7
| Service model assets (£) scaled by user count |  |  | Service model assets (£) scaled by annual MWh |  | Service model assets (£)
| Assets LV customer | Assets HV customer | Service model assets (£) scaled by annual MWh | Assets LV customer | Assets HV customer | Assets LV customer | Assets HV customer
Service model asset data | 418342654.5284 | 8619760.7069 | 35542139.7964 | 35542139.7964 |  | 453884794.3248 | 8619760.7069
2706. Data for allocation of operating expenditure
Data sources:
x1 = 2702. Network model assets (£) scaled by load forecast
x2 = 2705. Service model assets (£) (in Service model asset data)
x3 = Model assets (£) scaled by demand forecast (in Data for allocation of operating expenditure)
Kind: | Combine tables | [10 empty] | Cell summation
Formula: | = x1 or x2 | [10 empty] | =SUM(x3)
Model assets (£) scaled by demand forecast
| GSPs | Assets 132kV | Assets 132kV/EHV | Assets EHV | Assets EHV/HV | Assets 132kV/HV | Assets HV | Assets HV/LV | Assets LV circuits | Assets LV customer | Assets HV customer | Denominator for allocation of operating expenditure
Data for allocation of operating expenditure |  | 565754776.6241 | 84265628.7233 | 258258933.3704 | 236180985.1266 | 0 | 959346372.7808 | 306446756.8991 | 588787865.6435 | 453884794.3248 | 8619760.7069 | 3461545874.1996
2707. Amount of expenditure to be allocated according to asset values (£/year)
Data sources:
x1 = 1059. Direct cost (£/year) (in Other expenditure)
x2 = 1059. Network rates (£/year) (in Other expenditure)
x3 = 1059. Indirect cost (£/year) (in Other expenditure)
x4 = 1059. Indirect cost proportion (in Other expenditure)
Calculation =x1+x2+x3*x4
Amount of expenditure to be allocated according to asset values (£/year)
Other expenditure | 92214629.4288
2708. Total operating expenditure by network level (£/year)
Data sources:
x1 = 2701. Operating expenditure coded by network level (£/year)
x2 = 2707. Amount of expenditure to be allocated according to asset values (£/year)
x3 = 2706. Denominator for allocation of operating expenditure (in Data for allocation of operating expenditure)
x4 = 2706. Model assets (£) scaled by demand forecast (in Data for allocation of operating expenditure)
Calculation =x1+x2/x3*x4
| Transmission exit | Operating 132kV | Operating 132kV/EHV | Operating EHV | Operating EHV/HV | Operating 132kV/HV | Operating HV | Operating HV/LV | Operating LV circuits | Operating LV customer | Operating HV customer
Total operating expenditure by network level (£/year) | 8886058.6474 | 15071551.5466 | 2244813.1583 | 6879946.909 | 6291796.4439 | 0 | 25556723.347 | 8163657.2659 | 15685146.6991 | 12091366.0061 | 229628.053
2709. Operating expenditure percentage by network level
Data sources:
x1 = 2706. Model assets (£) scaled by demand forecast (in Data for allocation of operating expenditure)
x2 = 2708. Total operating expenditure by network level (£/year)
Calculation =IF(x1="","",IF(x1>0,x2/x1,0))
| Transmission exit | Operating 132kV | Operating 132kV/EHV | Operating EHV | Operating EHV/HV | Operating 132kV/HV | Operating HV | Operating HV/LV | Operating LV circuits | Operating LV customer | Operating HV customer
Operating expenditure percentage by network level |  | 2.664% | 2.664% | 2.664% | 2.664% | 0% | 2.664% | 2.664% | 2.664% | 2.664% | 2.664%
2710. Unit operating expenditure based on simultaneous maximum load (£/kW/year)
Data sources:
x1 = 2613. Forecast simultaneous maximum load (kW) adjusted for standing charges
x2 = 2708. Total operating expenditure by network level (£/year)
Calculation =IF(x1>0,x2/x1,0)
| Transmission exit | Operating 132kV | Operating 132kV/EHV | Operating EHV | Operating EHV/HV | Operating 132kV/HV | Operating HV | Operating HV/LV | Operating LV circuits
Unit operating expenditure based on simultaneous maximum load (£/kW/year) | 3.3891 | 5.8377 | 0.87292 | 2.6136 | 2.1095 | 0 | 9.0131 | 3.5604 | 8.0062
2711. Operating expenditure for customer assets p/MPAN/day
Data sources:
x1 = 1010. Days in the charging year (in Financial and general assumptions)
x2 = 2709. Operating expenditure percentage by network level
x3 = 2205. Service model assets by tariff (£)
x4 = Operating expenditure p/MPAN/day by level (in Operating expenditure for customer assets p/MPAN/day)
Kind: | Calculation |  | Cell summation
Formula: | =100/x1*x2*x3 |  | =SUM(x4)
Operating expenditure p/MPAN/day by level
| Operating LV customer | Operating HV customer | Operating expenditure for customer assets p/MPAN/day total
Domestic Unrestricted | 1.7114 | 0 | 1.7114
Domestic Two Rate | 1.7114 | 0 | 1.7114
Domestic Off Peak (related MPAN) | 0 | 0 | 0
Small Non Domestic Unrestricted | 4.2255 | 0 | 4.2255
Small Non Domestic Two Rate | 4.2255 | 0 | 4.2255
Small Non Domestic Off Peak (related MPAN) | 0 | 0 | 0
LV Medium Non-Domestic | 4.9913 | 0 | 4.9913
LV Sub Medium Non-Domestic | 3.7184 | 0 | 3.7184
HV Medium Non-Domestic | 0 | 63.8505 | 63.8505
LV HH Metered | 8.5323 | 0 | 8.5323
LV Sub HH Metered | 6.2666 | 0 | 6.2666
HV HH Metered | 0 | 63.8505 | 63.8505
HV Sub HH Metered | 0 | 63.8505 | 63.8505
NHH UMS category A | 0 | 0 | 0
NHH UMS category B | 0 | 0 | 0
NHH UMS category C | 0 | 0 | 0
NHH UMS category D | 0 | 0 | 0
LV UMS (Pseudo HH Metered) | 0 | 0 | 0
LV Generation NHH | 0 | 0 | 0
LV Sub Generation NHH | 0 | 0 | 0
LV Generation Intermittent | 0 | 0 | 0
LV Generation Non-Intermittent | 0 | 0 | 0
LV Sub Generation Intermittent | 0 | 0 | 0
LV Sub Generation Non-Intermittent | 0 | 0 | 0
HV Generation Intermittent | 0 | 31.3788 | 31.3788
HV Generation Non-Intermittent | 0 | 31.3788 | 31.3788
HV Sub Generation Intermittent | 0 | 31.3788 | 31.3788
HV Sub Generation Non-Intermittent | 0 | 31.3788 | 31.3788
2712. Operating expenditure for unmetered customer assets (p/kWh)
Data sources:
x1 = 2709. Operating expenditure percentage by network level
x2 = 2202. Asset £/(MWh/year) from LV service models
Calculation =0.1*x1*x2
Operating LV customer
NHH UMS category A | 0.58506
NHH UMS category B | 0.58506
NHH UMS category C | 0.58506
NHH UMS category D | 0.58506
LV UMS (Pseudo HH Metered) | 0.58506

## Contrib
Customer contributions for WPD South West in (DCP66A Forecast)
This sheet calculates factors used to take account of the costs deemed to be covered by connection charges.
2801. Network level of supply (for customer contributions) by tariff
| LV network | LV substation | HV network | HV substation
Domestic Unrestricted | 100% | 0% | 0% | 0%
Domestic Two Rate | 100% | 0% | 0% | 0%
Domestic Off Peak (related MPAN) | 100% | 0% | 0% | 0%
Small Non Domestic Unrestricted | 100% | 0% | 0% | 0%
Small Non Domestic Two Rate | 100% | 0% | 0% | 0%
Small Non Domestic Off Peak (related MPAN) | 100% | 0% | 0% | 0%
LV Medium Non-Domestic | 100% | 0% | 0% | 0%
LV Sub Medium Non-Domestic | 0% | 100% | 0% | 0%
HV Medium Non-Domestic | 0% | 0% | 100% | 0%
LV HH Metered | 100% | 0% | 0% | 0%
LV Sub HH Metered | 0% | 100% | 0% | 0%
HV HH Metered | 0% | 0% | 100% | 0%
HV Sub HH Metered | 0% | 0% | 0% | 100%
NHH UMS category A | 100% | 0% | 0% | 0%
NHH UMS category B | 100% | 0% | 0% | 0%
NHH UMS category C | 100% | 0% | 0% | 0%
NHH UMS category D | 100% | 0% | 0% | 0%
LV UMS (Pseudo HH Metered) | 100% | 0% | 0% | 0%
LV Generation NHH | 100% | 0% | 0% | 0%
LV Sub Generation NHH | 0% | 100% | 0% | 0%
LV Generation Intermittent | 100% | 0% | 0% | 0%
LV Generation Non-Intermittent | 100% | 0% | 0% | 0%
LV Sub Generation Intermittent | 0% | 100% | 0% | 0%
LV Sub Generation Non-Intermittent | 0% | 100% | 0% | 0%
HV Generation Intermittent | 0% | 0% | 100% | 0%
HV Generation Non-Intermittent | 0% | 0% | 100% | 0%
HV Sub Generation Intermittent | 0% | 0% | 0% | 100%
HV Sub Generation Non-Intermittent | 0% | 0% | 0% | 100%
2802. Contribution proportion of asset annuities, by customer type and network level of assets
Data sources:
x1 = 1060. Customer contributions under current connection charging policy
x2 = 1010. Annuity proportion for customer-contributed assets (in Financial and general assumptions)
Calculation =x1*(1-x2)
| LV network | LV substation | HV network | HV substation
Assets 132kV | 0% | 0% | 0% | 0%
Assets 132kV/EHV | 0% | 0% | 67% | 67%
Assets EHV | 0% | 0% | 67% | 67%
Assets EHV/HV | 81% | 81% | 100% | 100%
Assets 132kV/HV | 0% | 0% | 0% | 0%
Assets HV | 81% | 81% | 100% | 0%
Assets HV/LV | 95% | 95% | 0% | 0%
Assets LV circuits | 95% | 0% | 0% | 0%
2803. Proportion of assets annuities deemed to be covered by customer contributions
Data sources:
x1 = 2801. Network level of supply (for customer contributions) by tariff
x2 = 2802. Contribution proportion of asset annuities, by customer type and network level of assets
Sum-product calculation =SUMPRODUCT(x1, x2)
| Assets 132kV | Assets 132kV/EHV | Assets EHV | Assets EHV/HV | Assets 132kV/HV | Assets HV | Assets HV/LV | Assets LV circuits
Domestic Unrestricted | 0% | 0% | 0% | 81% | 0% | 81% | 95% | 95%
Domestic Two Rate | 0% | 0% | 0% | 81% | 0% | 81% | 95% | 95%
Domestic Off Peak (related MPAN) | 0% | 0% | 0% | 81% | 0% | 81% | 95% | 95%
Small Non Domestic Unrestricted | 0% | 0% | 0% | 81% | 0% | 81% | 95% | 95%
Small Non Domestic Two Rate | 0% | 0% | 0% | 81% | 0% | 81% | 95% | 95%
Small Non Domestic Off Peak (related MPAN) | 0% | 0% | 0% | 81% | 0% | 81% | 95% | 95%
LV Medium Non-Domestic | 0% | 0% | 0% | 81% | 0% | 81% | 95% | 95%
LV Sub Medium Non-Domestic | 0% | 0% | 0% | 81% | 0% | 81% | 95% | 0%
HV Medium Non-Domestic | 0% | 67% | 67% | 100% | 0% | 100% | 0% | 0%
LV HH Metered | 0% | 0% | 0% | 81% | 0% | 81% | 95% | 95%
LV Sub HH Metered | 0% | 0% | 0% | 81% | 0% | 81% | 95% | 0%
HV HH Metered | 0% | 67% | 67% | 100% | 0% | 100% | 0% | 0%
HV Sub HH Metered | 0% | 67% | 67% | 100% | 0% | 0% | 0% | 0%
NHH UMS category A | 0% | 0% | 0% | 81% | 0% | 81% | 95% | 95%
NHH UMS category B | 0% | 0% | 0% | 81% | 0% | 81% | 95% | 95%
NHH UMS category C | 0% | 0% | 0% | 81% | 0% | 81% | 95% | 95%
NHH UMS category D | 0% | 0% | 0% | 81% | 0% | 81% | 95% | 95%
LV UMS (Pseudo HH Metered) | 0% | 0% | 0% | 81% | 0% | 81% | 95% | 95%
LV Generation NHH | 0% | 0% | 0% | 81% | 0% | 81% | 95% | 95%
LV Sub Generation NHH | 0% | 0% | 0% | 81% | 0% | 81% | 95% | 0%
LV Generation Intermittent | 0% | 0% | 0% | 81% | 0% | 81% | 95% | 95%
LV Generation Non-Intermittent | 0% | 0% | 0% | 81% | 0% | 81% | 95% | 95%
LV Sub Generation Intermittent | 0% | 0% | 0% | 81% | 0% | 81% | 95% | 0%
LV Sub Generation Non-Intermittent | 0% | 0% | 0% | 81% | 0% | 81% | 95% | 0%
HV Generation Intermittent | 0% | 67% | 67% | 100% | 0% | 100% | 0% | 0%
HV Generation Non-Intermittent | 0% | 67% | 67% | 100% | 0% | 100% | 0% | 0%
HV Sub Generation Intermittent | 0% | 67% | 67% | 100% | 0% | 0% | 0% | 0%
HV Sub Generation Non-Intermittent | 0% | 67% | 67% | 100% | 0% | 0% | 0% | 0%
2804. Proportion of annual charge covered by contributions (for all charging levels)
Data sources:
x1 = Zero for operating expenditure
x2 = Zero for GSPs level
x3 = 2803. Proportion of assets annuities deemed to be covered by customer contributions
Combine tables = x1 or x2 or x3
| GSPs | Assets 132kV | Assets 132kV/EHV | Assets EHV | Assets EHV/HV | Assets 132kV/HV | Assets HV | Assets HV/LV | Assets LV circuits | Transmission exit | Operating 132kV | Operating 132kV/EHV | Operating EHV | Operating EHV/HV | Operating 132kV/HV | Operating HV | Operating HV/LV | Operating LV circuits
Domestic Unrestricted | 0% | 0% | 0% | 0% | 81% | 0% | 81% | 95% | 95% | 0% | 0% | 0% | 0% | 0% | 0% | 0% | 0% | 0%
Domestic Two Rate | 0% | 0% | 0% | 0% | 81% | 0% | 81% | 95% | 95% | 0% | 0% | 0% | 0% | 0% | 0% | 0% | 0% | 0%
Domestic Off Peak (related MPAN) | 0% | 0% | 0% | 0% | 81% | 0% | 81% | 95% | 95% | 0% | 0% | 0% | 0% | 0% | 0% | 0% | 0% | 0%
Small Non Domestic Unrestricted | 0% | 0% | 0% | 0% | 81% | 0% | 81% | 95% | 95% | 0% | 0% | 0% | 0% | 0% | 0% | 0% | 0% | 0%
Small Non Domestic Two Rate | 0% | 0% | 0% | 0% | 81% | 0% | 81% | 95% | 95% | 0% | 0% | 0% | 0% | 0% | 0% | 0% | 0% | 0%
Small Non Domestic Off Peak (related MPAN) | 0% | 0% | 0% | 0% | 81% | 0% | 81% | 95% | 95% | 0% | 0% | 0% | 0% | 0% | 0% | 0% | 0% | 0%
LV Medium Non-Domestic | 0% | 0% | 0% | 0% | 81% | 0% | 81% | 95% | 95% | 0% | 0% | 0% | 0% | 0% | 0% | 0% | 0% | 0%
LV Sub Medium Non-Domestic | 0% | 0% | 0% | 0% | 81% | 0% | 81% | 95% | 0% | 0% | 0% | 0% | 0% | 0% | 0% | 0% | 0% | 0%
HV Medium Non-Domestic | 0% | 0% | 67% | 67% | 100% | 0% | 100% | 0% | 0% | 0% | 0% | 0% | 0% | 0% | 0% | 0% | 0% | 0%
LV HH Metered | 0% | 0% | 0% | 0% | 81% | 0% | 81% | 95% | 95% | 0% | 0% | 0% | 0% | 0% | 0% | 0% | 0% | 0%
LV Sub HH Metered | 0% | 0% | 0% | 0% | 81% | 0% | 81% | 95% | 0% | 0% | 0% | 0% | 0% | 0% | 0% | 0% | 0% | 0%
HV HH Metered | 0% | 0% | 67% | 67% | 100% | 0% | 100% | 0% | 0% | 0% | 0% | 0% | 0% | 0% | 0% | 0% | 0% | 0%
HV Sub HH Metered | 0% | 0% | 67% | 67% | 100% | 0% | 0% | 0% | 0% | 0% | 0% | 0% | 0% | 0% | 0% | 0% | 0% | 0%
NHH UMS category A | 0% | 0% | 0% | 0% | 81% | 0% | 81% | 95% | 95% | 0% | 0% | 0% | 0% | 0% | 0% | 0% | 0% | 0%
NHH UMS category B | 0% | 0% | 0% | 0% | 81% | 0% | 81% | 95% | 95% | 0% | 0% | 0% | 0% | 0% | 0% | 0% | 0% | 0%
NHH UMS category C | 0% | 0% | 0% | 0% | 81% | 0% | 81% | 95% | 95% | 0% | 0% | 0% | 0% | 0% | 0% | 0% | 0% | 0%
NHH UMS category D | 0% | 0% | 0% | 0% | 81% | 0% | 81% | 95% | 95% | 0% | 0% | 0% | 0% | 0% | 0% | 0% | 0% | 0%
LV UMS (Pseudo HH Metered) | 0% | 0% | 0% | 0% | 81% | 0% | 81% | 95% | 95% | 0% | 0% | 0% | 0% | 0% | 0% | 0% | 0% | 0%
LV Generation NHH | 0% | 0% | 0% | 0% | 81% | 0% | 81% | 95% | 95% | 0% | 0% | 0% | 0% | 0% | 0% | 0% | 0% | 0%
LV Sub Generation NHH | 0% | 0% | 0% | 0% | 81% | 0% | 81% | 95% | 0% | 0% | 0% | 0% | 0% | 0% | 0% | 0% | 0% | 0%
LV Generation Intermittent | 0% | 0% | 0% | 0% | 81% | 0% | 81% | 95% | 95% | 0% | 0% | 0% | 0% | 0% | 0% | 0% | 0% | 0%
LV Generation Non-Intermittent | 0% | 0% | 0% | 0% | 81% | 0% | 81% | 95% | 95% | 0% | 0% | 0% | 0% | 0% | 0% | 0% | 0% | 0%
LV Sub Generation Intermittent | 0% | 0% | 0% | 0% | 81% | 0% | 81% | 95% | 0% | 0% | 0% | 0% | 0% | 0% | 0% | 0% | 0% | 0%
LV Sub Generation Non-Intermittent | 0% | 0% | 0% | 0% | 81% | 0% | 81% | 95% | 0% | 0% | 0% | 0% | 0% | 0% | 0% | 0% | 0% | 0%
HV Generation Intermittent | 0% | 0% | 67% | 67% | 100% | 0% | 100% | 0% | 0% | 0% | 0% | 0% | 0% | 0% | 0% | 0% | 0% | 0%
HV Generation Non-Intermittent | 0% | 0% | 67% | 67% | 100% | 0% | 100% | 0% | 0% | 0% | 0% | 0% | 0% | 0% | 0% | 0% | 0% | 0%
HV Sub Generation Intermittent | 0% | 0% | 67% | 67% | 100% | 0% | 0% | 0% | 0% | 0% | 0% | 0% | 0% | 0% | 0% | 0% | 0% | 0%
HV Sub Generation Non-Intermittent | 0% | 0% | 67% | 67% | 100% | 0% | 0% | 0% | 0% | 0% | 0% | 0% | 0% | 0% | 0% | 0% | 0% | 0%

## Yard
Yardsticks for WPD South West in (DCP66A Forecast)
This sheet calculates average p/kWh and p/kW/day charges that would apply if no costs were recovered through capacity or fixed charges.
2901. Unit cost at each level, £/kW/year (relative to system simultaneous maximum load)
Data sources:
x1 = 2109. Network model annuity by simultaneous maximum load for each network level (£/kW/year)
x2 = 2710. Unit operating expenditure based on simultaneous maximum load (£/kW/year)
Combine tables = x1 or x2
| GSPs | Assets 132kV | Assets 132kV/EHV | Assets EHV | Assets EHV/HV | Assets 132kV/HV | Assets HV | Assets HV/LV | Assets LV circuits | Transmission exit | Operating 132kV | Operating 132kV/EHV | Operating EHV | Operating EHV/HV | Operating 132kV/HV | Operating HV | Operating HV/LV | Operating LV circuits
Unit cost at each level, £/kW/year (relative to system simultaneous maximum load) |  | 13.8364 | 2.069 | 6.1947 | 5 | 0 | 21.3626 | 8.4388 | 18.976 | 3.3891 | 5.8377 | 0.87292 | 2.6136 | 2.1095 | 0 | 9.0131 | 3.5604 | 8.0062
2902. Pay-as-you-go yardstick unit costs by charging level (p/kWh)
Data sources:
x1 = 2901. Unit cost at each level, £/kW/year (relative to system simultaneous maximum load)
x2 = 2302. Load coefficient
x3 = 2012. Loss adjustment factors between end user meter reading and each network level, scaled by network use
x4 = 2804. Proportion of annual charge covered by contributions (for all charging levels)
x5 = 1010. Days in the charging year (in Financial and general assumptions)
Calculation =x1*x2*x3*(1-x4)/(24*x5)*100
| GSPs | Assets 132kV | Assets 132kV/EHV | Assets EHV | Assets EHV/HV | Assets 132kV/HV | Assets HV | Assets HV/LV | Assets LV circuits | Transmission exit | Operating 132kV | Operating 132kV/EHV | Operating EHV | Operating EHV/HV | Operating 132kV/HV | Operating HV | Operating HV/LV | Operating LV circuits
Domestic Unrestricted | 0 | 0.38681 | 0.057613 | 0.16999 | 0.025819 | 0 | 0.10793 | 0.011085 | 0.024719 | 0.095977 | 0.1632 | 0.024308 | 0.071721 | 0.057333 | 0 | 0.23967 | 0.093534 | 0.20858
Domestic Two Rate | 0 | 0.24367 | 0.036293 | 0.10708 | 0.016264 | 0 | 0.06799 | 0.0069826 | 0.015572 | 0.06046 | 0.10281 | 0.015312 | 0.04518 | 0.036116 | 0 | 0.15098 | 0.058921 | 0.1314
Domestic Off Peak (related MPAN) | 0 | 0 | 0 | 0 | 0 | 0 | 0 | 0 | 0 | 0 | 0 | 0 | 0 | 0 | 0 | 0 | 0 | 0
Small Non Domestic Unrestricted | 0 | 0.29382 | 0.043763 | 0.12912 | 0.019612 | 0 | 0.081983 | 0.0084198 | 0.018776 | 0.072904 | 0.12397 | 0.018464 | 0.054479 | 0.04355 | 0 | 0.18205 | 0.071048 | 0.15844
Small Non Domestic Two Rate | 0 | 0.22767 | 0.03391 | 0.10005 | 0.015197 | 0 | 0.063526 | 0.0065242 | 0.014549 | 0.056491 | 0.096056 | 0.014307 | 0.042214 | 0.033745 | 0 | 0.14106 | 0.055052 | 0.12277
Small Non Domestic Off Peak (related MPAN) | 0 | 0 | 0 | 0 | 0 | 0 | 0 | 0 | 0 | 0 | 0 | 0 | 0 | 0 | 0 | 0 | 0 | 0
LV Medium Non-Domestic | 0 | 0.24254 | 0.036125 | 0.10659 | 0.016189 | 0 | 0.067675 | 0.0069503 | 0.015499 | 0.06018 | 0.10233 | 0.015241 | 0.044971 | 0.035949 | 0 | 0.15028 | 0.058648 | 0.13079
LV Sub Medium Non-Domestic | 0 | 0.23152 | 0.034483 | 0.10174 | 0.015453 | 0 | 0.064599 | 0.0066343 | 0 | 0.057444 | 0.097678 | 0.014549 | 0.042926 | 0.034315 | 0 | 0.14345 | 0.055982 | 0
HV Medium Non-Domestic | 0 | 0.30434 | 0.014959 | 0.044136 | 0 | 0 | 0 | 0 | 0 | 0.075513 | 0.1284 | 0.019125 | 0.056428 | 0.045108 | 0 | 0.18857 | 0 | 0
LV HH Metered | 0 | 0.23768 | 0.035401 | 0.10445 | 0.015865 | 0 | 0.066319 | 0.006811 | 0.015189 | 0.058974 | 0.10028 | 0.014936 | 0.044069 | 0.035229 | 0 | 0.14727 | 0.057472 | 0.12817
LV Sub HH Metered | 0 | 0.21654 | 0.032252 | 0.095162 | 0.014454 | 0 | 0.06042 | 0.0062052 | 0 | 0.053729 | 0.09136 | 0.013608 | 0.04015 | 0.032095 | 0 | 0.13417 | 0.052361 | 0
HV HH Metered | 0 | 0.1871 | 0.0091963 | 0.027134 | 0 | 0 | 0 | 0 | 0 | 0.046424 | 0.07894 | 0.011758 | 0.034691 | 0.027732 | 0 | 0.11593 | 0 | 0
HV Sub HH Metered | 0 | 0.14458 | 0.0071063 | 0.020967 | 0 | 0 | 0 | 0 | 0 | 0.035874 | 0.060999 | 0.0090855 | 0.026807 | 0.021429 | 0 | 0 | 0 | 0
NHH UMS category A | 0 | 0.16949 | 0.025244 | 0.074484 | 0.011313 | 0 | 0.047292 | 0.0048569 | 0.010831 | 0.042054 | 0.071509 | 0.010651 | 0.031426 | 0.025121 | 0 | 0.10501 | 0.040983 | 0.091394
NHH UMS category B | 0 | 0.35732 | 0.053221 | 0.15703 | 0.023851 | 0 | 0.099702 | 0.01024 | 0.022834 | 0.08866 | 0.15076 | 0.022454 | 0.066253 | 0.052962 | 0 | 0.2214 | 0.086403 | 0.19268
NHH UMS category C | 0 | 0.66803 | 0.099498 | 0.29357 | 0.044589 | 0 | 0.1864 | 0.019143 | 0.04269 | 0.16575 | 0.28185 | 0.041979 | 0.12386 | 0.099014 | 0 | 0.41391 | 0.16153 | 0.36022
NHH UMS category D | 0 | 0.0089086 | 0.0013269 | 0.003915 | 0.00059463 | 0 | 0.0024857 | 0.00025529 | 0.0005693 | 0.0022104 | 0.0037586 | 0.00055982 | 0.0016518 | 0.0013204 | 0 | 0.0055197 | 0.0021542 | 0.0048039
LV UMS (Pseudo HH Metered) | 0 | 0.32766 | 0.048803 | 0.144 | 0.021871 | 0 | 0.091426 | 0.0093896 | 0.020939 | 0.081301 | 0.13824 | 0.020591 | 0.060753 | 0.048566 | 0 | 0.20302 | 0.079231 | 0.17669
LV Generation NHH | 0 | -0.16949 | -0.025244 | -0.074484 | -0.011313 | 0 | -0.047292 | -0.0048569 | 0 | -0.042054 | -0.071509 | -0.010651 | -0.031426 | -0.025121 | 0 | -0.10501 | -0.040983 | 0
LV Sub Generation NHH | 0 | -0.16808 | -0.025035 | -0.073868 | -0.011219 | 0 | -0.0469 | 0 | 0 | -0.041706 | -0.070917 | -0.010563 | -0.031165 | -0.024913 | 0 | -0.10415 | 0 | 0
LV Generation Intermittent | 0 | -0.16949 | -0.025244 | -0.074484 | -0.011313 | 0 | -0.047292 | -0.0048569 | 0 | -0.042054 | -0.071509 | -0.010651 | -0.031426 | -0.025121 | 0 | -0.10501 | -0.040983 | 0
LV Generation Non-Intermittent | 0 | -0.16949 | -0.025244 | -0.074484 | -0.011313 | 0 | -0.047292 | -0.0048569 | 0 | -0.042054 | -0.071509 | -0.010651 | -0.031426 | -0.025121 | 0 | -0.10501 | -0.040983 | 0
LV Sub Generation Intermittent | 0 | -0.16808 | -0.025035 | -0.073868 | -0.011219 | 0 | -0.0469 | 0 | 0 | -0.041706 | -0.070917 | -0.010563 | -0.031165 | -0.024913 | 0 | -0.10415 | 0 | 0
LV Sub Generation Non-Intermittent | 0 | -0.16808 | -0.025035 | -0.073868 | -0.011219 | 0 | -0.0469 | 0 | 0 | -0.041706 | -0.070917 | -0.010563 | -0.031165 | -0.024913 | 0 | -0.10415 | 0 | 0
HV Generation Intermittent | 0 | -0.16606 | -0.008162 | -0.024082 | 0 | 0 | 0 | 0 | 0 | -0.041203 | -0.070061 | -0.010435 | -0.03079 | -0.024613 | 0 | 0 | 0 | 0
HV Generation Non-Intermittent | 0 | -0.16606 | -0.008162 | -0.024082 | 0 | 0 | 0 | 0 | 0 | -0.041203 | -0.070061 | -0.010435 | -0.03079 | -0.024613 | 0 | 0 | 0 | 0
HV Sub Generation Intermittent | 0 | -0.16247 | -0.0079857 | -0.023562 | 0 | 0 | 0 | 0 | 0 | -0.040313 | -0.068548 | -0.01021 | -0.030125 | 0 | 0 | 0 | 0 | 0
HV Sub Generation Non-Intermittent | 0 | -0.16247 | -0.0079857 | -0.023562 | 0 | 0 | 0 | 0 | 0 | -0.040313 | -0.068548 | -0.01021 | -0.030125 | 0 | 0 | 0 | 0 | 0
2903. Pay-as-you-go unit rate 1 p/kWh
Data sources:
x1 = 2437. Unit rate 1 pseudo load coefficient by network level (combined)
x2 = 2901. Unit cost at each level, £/kW/year (relative to system simultaneous maximum load)
x3 = 2012. Loss adjustment factors between end user meter reading and each network level, scaled by network use
x4 = 2804. Proportion of annual charge covered by contributions (for all charging levels)
x5 = 1010. Days in the charging year (in Financial and general assumptions)
x6 = Contributions to pay-as-you-go unit rate 1 (p/kWh) (in Pay-as-you-go unit rate 1 p/kWh)
Kind: | Calculation | [17 empty] | Cell summation
Formula: | =x1*x2*x3*(1-x4)*100/(24*x5) | [17 empty] | =SUM(x6)
Contributions to pay-as-you-go unit rate 1 (p/kWh)
| GSPs | Assets 132kV | Assets 132kV/EHV | Assets EHV | Assets EHV/HV | Assets 132kV/HV | Assets HV | Assets HV/LV | Assets LV circuits | Transmission exit | Operating 132kV | Operating 132kV/EHV | Operating EHV | Operating EHV/HV | Operating 132kV/HV | Operating HV | Operating HV/LV | Operating LV circuits | Pay-as-you-go unit rate 1 (p/kWh)
Domestic Two Rate | 0 | 0.45208 | 0.067335 | 0.17867 | 0.027136 | 0 | 0.11344 | 0.01165 | 0.02598 | 0.12342 | 0.19074 | 0.028409 | 0.075381 | 0.060259 | 0 | 0.2519 | 0.098307 | 0.21923 | 1.9239
Domestic Off Peak (related MPAN) | 0 | 0.039857 | 0.0059365 | 0.026907 | 0.0040867 | 0 | 0.017084 | 0.0017545 | 0.0039126 | 0.0014049 | 0.016816 | 0.0025046 | 0.011352 | 0.0090748 | 0 | 0.037935 | 0.014805 | 0.033015 | 0.22645
Small Non Domestic Two Rate | 0 | 0.31801 | 0.047366 | 0.14296 | 0.021713 | 0 | 0.090768 | 0.009322 | 0.020788 | 0.084216 | 0.13417 | 0.019984 | 0.060316 | 0.048216 | 0 | 0.20156 | 0.078661 | 0.17542 | 1.4535
Small Non Domestic Off Peak (related MPAN) | 0 | 0.040284 | 0.0060001 | 0.028283 | 0.0042958 | 0 | 0.017958 | 0.0018443 | 0.0041128 | 0.001661 | 0.016996 | 0.0025315 | 0.011933 | 0.0095391 | 0 | 0.039876 | 0.015562 | 0.034704 | 0.23558
LV Medium Non-Domestic | 0 | 0.28857 | 0.04298 | 0.12888 | 0.019575 | 0 | 0.08183 | 0.008404 | 0.018741 | 0.075033 | 0.12175 | 0.018134 | 0.054377 | 0.043468 | 0 | 0.18171 | 0.070915 | 0.15814 | 1.3125
LV Sub Medium Non-Domestic | 0 | 0.28248 | 0.042073 | 0.12675 | 0.019251 | 0 | 0.080477 | 0.008265 | 0 | 0.073472 | 0.11918 | 0.017751 | 0.053477 | 0.042749 | 0 | 0.1787 | 0.069742 | 0 | 1.1144
HV Medium Non-Domestic | 0 | 0.3713 | 0.01825 | 0.055219 | 0 | 0 | 0 | 0 | 0 | 0.095726 | 0.15665 | 0.023333 | 0.070598 | 0.056435 | 0 | 0.23592 | 0 | 0 | 1.0834
LV HH Metered | 0 | 2.8003 | 0.41709 | 0.79926 | 0.12139 | 0 | 0.50746 | 0.052117 | 0.11622 | 0.84055 | 1.1815 | 0.17597 | 0.33721 | 0.26956 | 0 | 1.1269 | 0.43977 | 0.98071 | 10.1659
LV Sub HH Metered | 0 | 2.7181 | 0.40484 | 0.77578 | 0.11783 | 0 | 0.49256 | 0.050586 | 0 | 0.81586 | 1.1468 | 0.1708 | 0.32731 | 0.26165 | 0 | 1.0938 | 0.42686 | 0 | 8.8027
HV HH Metered | 0 | 2.4282 | 0.11935 | 0.2287 | 0 | 0 | 0 | 0 | 0 | 0.72884 | 1.0245 | 0.15259 | 0.2924 | 0.23374 | 0 | 0.97711 | 0 | 0 | 6.1854
HV Sub HH Metered | 0 | 2.2538 | 0.11078 | 0.21229 | 0 | 0 | 0 | 0 | 0 | 0.67652 | 0.95092 | 0.14163 | 0.27141 | 0.21696 | 0 | 0 | 0 | 0 | 4.8344
LV Generation Non-Intermittent | 0 | -2.3512 | -0.35019 | -0.67107 | -0.10192 | 0 | -0.42607 | -0.043758 | 0 | -0.70574 | -0.99198 | -0.14775 | -0.28313 | -0.22633 | 0 | -0.94613 | -0.36924 | 0 | -7.6145
LV Sub Generation Non-Intermittent | 0 | -2.3317 | -0.34729 | -0.66551 | -0.10108 | 0 | -0.42255 | 0 | 0 | -0.69989 | -0.98377 | -0.14653 | -0.28079 | -0.22446 | 0 | -0.9383 | 0 | 0 | -7.1419
HV Generation Non-Intermittent | 0 | -2.3036 | -0.11322 | -0.21697 | 0 | 0 | 0 | 0 | 0 | -0.69145 | -0.97191 | -0.14476 | -0.2774 | -0.22175 | 0 | 0 | 0 | 0 | -4.9411
HV Sub Generation Non-Intermittent | 0 | -2.2538 | -0.11078 | -0.21229 | 0 | 0 | 0 | 0 | 0 | -0.67652 | -0.95092 | -0.14163 | -0.27141 | 0 | 0 | 0 | 0 | 0 | -4.6174
NHH UMS category A | 0 | 0.18201 | 0.027109 | 0.079781 | 0.012118 | 0 | 0.050655 | 0.0052023 | 0.011601 | 0.045256 | 0.07679 | 0.011437 | 0.03366 | 0.026908 | 0 | 0.11248 | 0.043898 | 0.097894 | 0.8168
NHH UMS category B | 0 | 0.30342 | 0.045192 | 0.1015 | 0.015416 | 0 | 0.064443 | 0.0066183 | 0.014759 | 0.086093 | 0.12802 | 0.019067 | 0.042823 | 0.034232 | 0 | 0.1431 | 0.055847 | 0.12454 | 1.1851
NHH UMS category C | 0 | 0.54739 | 0.081531 | 0.17465 | 0.026526 | 0 | 0.11089 | 0.011388 | 0.025396 | 0.16552 | 0.23095 | 0.034399 | 0.073686 | 0.058904 | 0 | 0.24623 | 0.096096 | 0.2143 | 2.0979
NHH UMS category D | 0 | 0.087948 | 0.013099 | 0.063842 | 0.0096966 | 0 | 0.040535 | 0.004163 | 0.0092836 | 0.013541 | 0.037106 | 0.0055267 | 0.026936 | 0.021532 | 0 | 0.09001 | 0.035128 | 0.078336 | 0.53668
LV UMS (Pseudo HH Metered) | 0 | 7.9259 | 1.1805 | 2.1856 | 0.33196 | 0 | 1.3877 | 0.14252 | 0.31782 | 2.5855 | 3.344 | 0.49807 | 0.92214 | 0.73715 | 0 | 3.0815 | 1.2026 | 2.6818 | 28.5248
2904. Pay-as-you-go unit rate 2 p/kWh
Data sources:
x1 = 2438. Unit rate 2 pseudo load coefficient by network level (combined)
x2 = 2901. Unit cost at each level, £/kW/year (relative to system simultaneous maximum load)
x3 = 2012. Loss adjustment factors between end user meter reading and each network level, scaled by network use
x4 = 2804. Proportion of annual charge covered by contributions (for all charging levels)
x5 = 1010. Days in the charging year (in Financial and general assumptions)
x6 = Contributions to pay-as-you-go unit rate 2 (p/kWh) (in Pay-as-you-go unit rate 2 p/kWh)
Kind: | Calculation | [17 empty] | Cell summation
Formula: | =x1*x2*x3*(1-x4)*100/(24*x5) | [17 empty] | =SUM(x6)
Contributions to pay-as-you-go unit rate 2 (p/kWh)
| GSPs | Assets 132kV | Assets 132kV/EHV | Assets EHV | Assets EHV/HV | Assets 132kV/HV | Assets HV | Assets HV/LV | Assets LV circuits | Transmission exit | Operating 132kV | Operating 132kV/EHV | Operating EHV | Operating EHV/HV | Operating 132kV/HV | Operating HV | Operating HV/LV | Operating LV circuits | Pay-as-you-go unit rate 2 (p/kWh)
Domestic Two Rate | 0 | 0.057851 | 0.0086166 | 0.036026 | 0.0054717 | 0 | 0.022873 | 0.0023491 | 0.0052386 | 0 | 0.024408 | 0.0036354 | 0.0152 | 0.01215 | 0 | 0.050792 | 0.019822 | 0.044204 | 0.30864
Small Non Domestic Two Rate | 0 | 0.053641 | 0.0079895 | 0.032797 | 0.0049813 | 0 | 0.020823 | 0.0021386 | 0.0047691 | 0 | 0.022632 | 0.0033709 | 0.013837 | 0.011061 | 0 | 0.04624 | 0.018046 | 0.040242 | 0.28257
LV Medium Non-Domestic | 0 | 0.052876 | 0.0078755 | 0.031135 | 0.0047288 | 0 | 0.019768 | 0.0020302 | 0.0045274 | 0 | 0.022309 | 0.0033227 | 0.013136 | 0.010501 | 0 | 0.043896 | 0.017131 | 0.038203 | 0.27144
LV Sub Medium Non-Domestic | 0 | 0.051851 | 0.0077229 | 0.030592 | 0.0046465 | 0 | 0.019424 | 0.0019948 | 0 | 0 | 0.021877 | 0.0032584 | 0.012907 | 0.010318 | 0 | 0.043132 | 0.016833 | 0 | 0.22456
HV Medium Non-Domestic | 0 | 0.070935 | 0.0034866 | 0.013765 | 0 | 0 | 0 | 0 | 0 | 0 | 0.029928 | 0.0044576 | 0.017599 | 0.014068 | 0 | 0.05881 | 0 | 0 | 0.21305
LV HH Metered | 0 | 0.028149 | 0.0041927 | 0.068747 | 0.010442 | 0 | 0.043649 | 0.0044828 | 0.0099967 | 0 | 0.011877 | 0.0017689 | 0.029005 | 0.023186 | 0 | 0.096925 | 0.037826 | 0.084354 | 0.4546
LV Sub HH Metered | 0 | 0.027323 | 0.0040696 | 0.066728 | 0.010135 | 0 | 0.042367 | 0.0043511 | 0 | 0 | 0.011528 | 0.001717 | 0.028153 | 0.022505 | 0 | 0.094079 | 0.036715 | 0 | 0.34967
HV HH Metered | 0 | 0.024409 | 0.0011997 | 0.019672 | 0 | 0 | 0 | 0 | 0 | 0 | 0.010298 | 0.0015339 | 0.02515 | 0.020105 | 0 | 0.084044 | 0 | 0 | 0.18641
HV Sub HH Metered | 0 | 0.022656 | 0.0011136 | 0.018259 | 0 | 0 | 0 | 0 | 0 | 0 | 0.0095589 | 0.0014237 | 0.023345 | 0.018662 | 0 | 0 | 0 | 0 | 0.095018
LV Generation Non-Intermittent | 0 | -0.023635 | -0.0035203 | -0.057721 | -0.0087669 | 0 | -0.036648 | -0.0037638 | 0 | 0 | -0.0099717 | -0.0014852 | -0.024353 | -0.019468 | 0 | -0.08138 | -0.03176 | 0 | -0.30247
LV Sub Generation Non-Intermittent | 0 | -0.023439 | -0.0034911 | -0.057243 | -0.0086943 | 0 | -0.036345 | 0 | 0 | 0 | -0.0098892 | -0.0014729 | -0.024151 | -0.019306 | 0 | -0.080706 | 0 | 0 | -0.26474
HV Generation Non-Intermittent | 0 | -0.023156 | -0.0011382 | -0.018662 | 0 | 0 | 0 | 0 | 0 | 0 | -0.0097699 | -0.0014552 | -0.02386 | -0.019074 | 0 | 0 | 0 | 0 | -0.097116
HV Sub Generation Non-Intermittent | 0 | -0.022656 | -0.0011136 | -0.018259 | 0 | 0 | 0 | 0 | 0 | 0 | -0.0095589 | -0.0014237 | -0.023345 | 0 | 0 | 0 | 0 | 0 | -0.076357
LV UMS (Pseudo HH Metered) | 0 | 0.050179 | 0.0074739 | 0.066477 | 0.010097 | 0 | 0.042207 | 0.0043347 | 0.0096666 | 0 | 0.021171 | 0.0031533 | 0.028047 | 0.022421 | 0 | 0.093724 | 0.036577 | 0.081569 | 0.4771
2905. Pay-as-you-go unit rate 3 p/kWh
Data sources:
x1 = 2439. Unit rate 3 pseudo load coefficient by network level (combined)
x2 = 2901. Unit cost at each level, £/kW/year (relative to system simultaneous maximum load)
x3 = 2012. Loss adjustment factors between end user meter reading and each network level, scaled by network use
x4 = 2804. Proportion of annual charge covered by contributions (for all charging levels)
x5 = 1010. Days in the charging year (in Financial and general assumptions)
x6 = Contributions to pay-as-you-go unit rate 3 (p/kWh) (in Pay-as-you-go unit rate 3 p/kWh)
Kind: | Calculation | [17 empty] | Cell summation
Formula: | =x1*x2*x3*(1-x4)*100/(24*x5) | [17 empty] | =SUM(x6)
Contributions to pay-as-you-go unit rate 3 (p/kWh)
| GSPs | Assets 132kV | Assets 132kV/EHV | Assets EHV | Assets EHV/HV | Assets 132kV/HV | Assets HV | Assets HV/LV | Assets LV circuits | Transmission exit | Operating 132kV | Operating 132kV/EHV | Operating EHV | Operating EHV/HV | Operating 132kV/HV | Operating HV | Operating HV/LV | Operating LV circuits | Pay-as-you-go unit rate 3 (p/kWh)
LV HH Metered | 0 | 0.043726 | 0.0065128 | 0.025687 | 0.0039015 | 0 | 0.016309 | 0.001675 | 0.0037353 | 0 | 0.018449 | 0.0027478 | 0.010838 | 0.0086635 | 0 | 0.036216 | 0.014134 | 0.031519 | 0.22411
LV Sub HH Metered | 0 | 0.042442 | 0.0063215 | 0.024933 | 0.0037869 | 0 | 0.01583 | 0.0016258 | 0 | 0 | 0.017907 | 0.0026671 | 0.010519 | 0.0084091 | 0 | 0.035152 | 0.013719 | 0 | 0.18331
HV HH Metered | 0 | 0.037915 | 0.0018636 | 0.0073503 | 0 | 0 | 0 | 0 | 0 | 0 | 0.015997 | 0.0023826 | 0.0093974 | 0.0075122 | 0 | 0.031403 | 0 | 0 | 0.11382
HV Sub HH Metered | 0 | 0.035193 | 0.0017298 | 0.0068226 | 0 | 0 | 0 | 0 | 0 | 0 | 0.014848 | 0.0022116 | 0.0087228 | 0.0069729 | 0 | 0 | 0 | 0 | 0.076502
LV Generation Non-Intermittent | 0 | -0.036713 | -0.0054682 | -0.021567 | -0.0032757 | 0 | -0.013694 | -0.0014063 | 0 | 0 | -0.01549 | -0.0023071 | -0.0090995 | -0.007274 | 0 | -0.030408 | -0.011867 | 0 | -0.15857
LV Sub Generation Non-Intermittent | 0 | -0.036409 | -0.0054229 | -0.021389 | -0.0032486 | 0 | -0.01358 | 0 | 0 | 0 | -0.015361 | -0.002288 | -0.0090242 | -0.0072138 | 0 | -0.030156 | 0 | 0 | -0.14409
HV Generation Non-Intermittent | 0 | -0.03597 | -0.001768 | -0.0069732 | 0 | 0 | 0 | 0 | 0 | 0 | -0.015176 | -0.0022604 | -0.0089153 | -0.0071268 | 0 | 0 | 0 | 0 | -0.07819
HV Sub Generation Non-Intermittent | 0 | -0.035193 | -0.0017298 | -0.0068226 | 0 | 0 | 0 | 0 | 0 | 0 | -0.014848 | -0.0022116 | -0.0087228 | 0 | 0 | 0 | 0 | 0 | -0.069529
LV UMS (Pseudo HH Metered) | 0 | 0.039165 | 0.0058334 | 0.023008 | 0.0034945 | 0 | 0.014608 | 0.0015003 | 0.0033457 | 0 | 0.016524 | 0.0024612 | 0.0097072 | 0.0077598 | 0 | 0.032438 | 0.01266 | 0.028231 | 0.20074

## Standing
Allocation to standing charges for WPD South West in (DCP66A Forecast)
This sheet reallocates some costs from unit charges to fixed or capacity charges, for demand users only.
3001. Costs based on aggregate maximum load (£/kW/year)
Data sources:
x1 = 2901. Unit cost at each level, £/kW/year (relative to system simultaneous maximum load)
x2 = 2612. Diversity allowances (including calculated LV value)
Calculation =x1/(1+x2)
| GSPs | Assets 132kV | Assets 132kV/EHV | Assets EHV | Assets EHV/HV | Assets 132kV/HV | Assets HV | Assets HV/LV | Assets LV circuits | Transmission exit | Operating 132kV | Operating 132kV/EHV | Operating EHV | Operating EHV/HV | Operating 132kV/HV | Operating HV | Operating HV/LV | Operating LV circuits
Costs based on aggregate maximum load (£/kW/year) | 0 | 13.1315 | 1.9636 | 5.4689 | 4.4142 | 0 | 13.7663 | 5.4381 | 12.1185 | 3.3161 | 5.5403 | 0.82845 | 2.3074 | 1.8624 | 0 | 5.8081 | 2.2944 | 5.1129
3002. Capacity elements p/kVA/day
This calculation uses aggregate maximum load and no coincidence factor.
Data sources:
x1 = 2602. Standing charges factors adapted to use 132kV/HV
x2 = 2012. Loss adjustment factors between end user meter reading and each network level, scaled by network use
x3 = 3001. Costs based on aggregate maximum load (£/kW/year)
x4 = 1010. Power factor for all flows in the network model (in Financial and general assumptions)
x5 = 1010. Days in the charging year (in Financial and general assumptions)
x6 = 2804. Proportion of annual charge covered by contributions (for all charging levels)
Calculation =100*x1*x2*x3*x4/x5*(1-x6)
| GSPs | Assets 132kV | Assets 132kV/EHV | Assets EHV | Assets EHV/HV | Assets 132kV/HV | Assets HV | Assets HV/LV | Assets LV circuits | Transmission exit | Operating 132kV | Operating 132kV/EHV | Operating EHV | Operating EHV/HV | Operating 132kV/HV | Operating HV | Operating HV/LV | Operating LV circuits
Domestic Unrestricted | 0 | 0 | 0 | 0 | 0 | 0 | 0 | 0 | 0.15771 | 0 | 0 | 0 | 0 | 0 | 0 | 0 | 0 | 1.3308
Domestic Two Rate | 0 | 0 | 0 | 0 | 0 | 0 | 0 | 0 | 0.15771 | 0 | 0 | 0 | 0 | 0 | 0 | 0 | 0 | 1.3308
Domestic Off Peak (related MPAN) | 0 | 0 | 0 | 0 | 0 | 0 | 0 | 0 | 0.15771 | 0 | 0 | 0 | 0 | 0 | 0 | 0 | 0 | 1.3308
Small Non Domestic Unrestricted | 0 | 0 | 0 | 0 | 0 | 0 | 0 | 0 | 0.15771 | 0 | 0 | 0 | 0 | 0 | 0 | 0 | 0 | 1.3308
Small Non Domestic Two Rate | 0 | 0 | 0 | 0 | 0 | 0 | 0 | 0 | 0.15771 | 0 | 0 | 0 | 0 | 0 | 0 | 0 | 0 | 1.3308
Small Non Domestic Off Peak (related MPAN) | 0 | 0 | 0 | 0 | 0 | 0 | 0 | 0 | 0.15771 | 0 | 0 | 0 | 0 | 0 | 0 | 0 | 0 | 1.3308
LV Medium Non-Domestic | 0 | 0 | 0 | 0 | 0 | 0 | 0 | 0 | 0.15771 | 0 | 0 | 0 | 0 | 0 | 0 | 0 | 0 | 1.3308
LV Sub Medium Non-Domestic | 0 | 0 | 0 | 0 | 0 | 0 | 0 | 0.070769 | 0 | 0 | 0 | 0 | 0 | 0 | 0 | 0 | 0.59716 | 0
HV Medium Non-Domestic | 0 | 0 | 0 | 0.09695 | 0 | 0 | 0 | 0 | 0 | 0 | 0 | 0 | 0.12395 | 0.49543 | 0 | 1.5117 | 0 | 0
LV HH Metered | 0 | 0 | 0 | 0 | 0 | 0 | 0.13897 | 0.07136 | 0.15771 | 0 | 0 | 0 | 0 | 0 | 0 | 0.30859 | 0.60215 | 1.3308
LV Sub HH Metered | 0 | 0 | 0 | 0 | 0 | 0 | 0.68908 | 0.070769 | 0 | 0 | 0 | 0 | 0 | 0 | 0 | 1.5302 | 0.59716 | 0
HV HH Metered | 0 | 0 | 0 | 0.09695 | 0 | 0 | 0 | 0 | 0 | 0 | 0 | 0 | 0.12395 | 0.49543 | 0 | 1.5117 | 0 | 0
HV Sub HH Metered | 0 | 0 | 0 | 0.47428 | 0 | 0 | 0 | 0 | 0 | 0 | 0 | 0 | 0.60637 | 0.48473 | 0 | 0 | 0 | 0
NHH UMS category A | 0 | 0 | 0 | 0 | 0 | 0 | 0 | 0 | 0 | 0 | 0 | 0 | 0 | 0 | 0 | 0 | 0 | 0
NHH UMS category B | 0 | 0 | 0 | 0 | 0 | 0 | 0 | 0 | 0 | 0 | 0 | 0 | 0 | 0 | 0 | 0 | 0 | 0
NHH UMS category C | 0 | 0 | 0 | 0 | 0 | 0 | 0 | 0 | 0 | 0 | 0 | 0 | 0 | 0 | 0 | 0 | 0 | 0
NHH UMS category D | 0 | 0 | 0 | 0 | 0 | 0 | 0 | 0 | 0 | 0 | 0 | 0 | 0 | 0 | 0 | 0 | 0 | 0
LV UMS (Pseudo HH Metered) | 0 | 0 | 0 | 0 | 0 | 0 | 0 | 0 | 0 | 0 | 0 | 0 | 0 | 0 | 0 | 0 | 0 | 0
3003. Yardstick unit rate p/kWh (taking account of standing charges)
Data sources:
x1 = 2602. Standing charges factors adapted to use 132kV/HV
x2 = 2902. Pay-as-you-go yardstick unit costs by charging level (p/kWh)
x3 = Yardstick components p/kWh (taking account of standing charges) (in Yardstick unit rate p/kWh (taking account of standing charges))
Kind: | Calculation | [17 empty] | Cell summation
Formula: | =(1-x1)*x2 | [17 empty] | =SUM(x3)
Yardstick components p/kWh (taking account of standing charges)
| GSPs | Assets 132kV | Assets 132kV/EHV | Assets EHV | Assets EHV/HV | Assets 132kV/HV | Assets HV | Assets HV/LV | Assets LV circuits | Transmission exit | Operating 132kV | Operating 132kV/EHV | Operating EHV | Operating EHV/HV | Operating 132kV/HV | Operating HV | Operating HV/LV | Operating LV circuits | Yardstick total p/kWh (taking account of standing charges)
Domestic Unrestricted | 0 | 0.38681 | 0.057613 | 0.16999 | 0.025819 | 0 | 0.10793 | 0.011085 | 0 | 0.095977 | 0.1632 | 0.024308 | 0.071721 | 0.057333 | 0 | 0.23967 | 0.093534 | 0 | 1.505
Domestic Two Rate | 0 | 0.24367 | 0.036293 | 0.10708 | 0.016264 | 0 | 0.06799 | 0.0069826 | 0 | 0.06046 | 0.10281 | 0.015312 | 0.04518 | 0.036116 | 0 | 0.15098 | 0.058921 | 0 | 0.94806
Domestic Off Peak (related MPAN) | 0 | 0 | 0 | 0 | 0 | 0 | 0 | 0 | 0 | 0 | 0 | 0 | 0 | 0 | 0 | 0 | 0 | 0 | 0
Small Non Domestic Unrestricted | 0 | 0.29382 | 0.043763 | 0.12912 | 0.019612 | 0 | 0.081983 | 0.0084198 | 0 | 0.072904 | 0.12397 | 0.018464 | 0.054479 | 0.04355 | 0 | 0.18205 | 0.071048 | 0 | 1.1432
Small Non Domestic Two Rate | 0 | 0.22767 | 0.03391 | 0.10005 | 0.015197 | 0 | 0.063526 | 0.0065242 | 0 | 0.056491 | 0.096056 | 0.014307 | 0.042214 | 0.033745 | 0 | 0.14106 | 0.055052 | 0 | 0.88581
Small Non Domestic Off Peak (related MPAN) | 0 | 0 | 0 | 0 | 0 | 0 | 0 | 0 | 0 | 0 | 0 | 0 | 0 | 0 | 0 | 0 | 0 | 0 | 0
LV Medium Non-Domestic | 0 | 0.24254 | 0.036125 | 0.10659 | 0.016189 | 0 | 0.067675 | 0.0069503 | 0 | 0.06018 | 0.10233 | 0.015241 | 0.044971 | 0.035949 | 0 | 0.15028 | 0.058648 | 0 | 0.94367
LV Sub Medium Non-Domestic | 0 | 0.23152 | 0.034483 | 0.10174 | 0.015453 | 0 | 0.064599 | 0 | 0 | 0.057444 | 0.097678 | 0.014549 | 0.042926 | 0.034315 | 0 | 0.14345 | 0 | 0 | 0.83815
HV Medium Non-Domestic | 0 | 0.30434 | 0.014959 | 0.035309 | 0 | 0 | 0 | 0 | 0 | 0.075513 | 0.1284 | 0.019125 | 0.045143 | 0 | 0 | 0 | 0 | 0 | 0.62279
LV HH Metered | 0 | 0.23768 | 0.035401 | 0.10445 | 0.015865 | 0 | 0.053055 | 0 | 0 | 0.058974 | 0.10028 | 0.014936 | 0.044069 | 0.035229 | 0 | 0.11781 | 0 | 0 | 0.81775
LV Sub HH Metered | 0 | 0.21654 | 0.032252 | 0.095162 | 0.014454 | 0 | 0 | 0 | 0 | 0.053729 | 0.09136 | 0.013608 | 0.04015 | 0.032095 | 0 | 0 | 0 | 0 | 0.58935
HV HH Metered | 0 | 0.1871 | 0.0091963 | 0.021707 | 0 | 0 | 0 | 0 | 0 | 0.046424 | 0.07894 | 0.011758 | 0.027753 | 0 | 0 | 0 | 0 | 0 | 0.38288
HV Sub HH Metered | 0 | 0.14458 | 0.0071063 | 0 | 0 | 0 | 0 | 0 | 0 | 0.035874 | 0.060999 | 0.0090855 | 0 | 0 | 0 | 0 | 0 | 0 | 0.25764
NHH UMS category A | 0 | 0.16949 | 0.025244 | 0.074484 | 0.011313 | 0 | 0.047292 | 0.0048569 | 0.010831 | 0.042054 | 0.071509 | 0.010651 | 0.031426 | 0.025121 | 0 | 0.10501 | 0.040983 | 0.091394 | 0.76166
NHH UMS category B | 0 | 0.35732 | 0.053221 | 0.15703 | 0.023851 | 0 | 0.099702 | 0.01024 | 0.022834 | 0.08866 | 0.15076 | 0.022454 | 0.066253 | 0.052962 | 0 | 0.2214 | 0.086403 | 0.19268 | 1.6058
NHH UMS category C | 0 | 0.66803 | 0.099498 | 0.29357 | 0.044589 | 0 | 0.1864 | 0.019143 | 0.04269 | 0.16575 | 0.28185 | 0.041979 | 0.12386 | 0.099014 | 0 | 0.41391 | 0.16153 | 0.36022 | 3.002
NHH UMS category D | 0 | 0.0089086 | 0.0013269 | 0.003915 | 0.00059463 | 0 | 0.0024857 | 0.00025529 | 0.0005693 | 0.0022104 | 0.0037586 | 0.00055982 | 0.0016518 | 0.0013204 | 0 | 0.0055197 | 0.0021542 | 0.0048039 | 0.040034
LV UMS (Pseudo HH Metered) | 0 | 0.32766 | 0.048803 | 0.144 | 0.021871 | 0 | 0.091426 | 0.0093896 | 0.020939 | 0.081301 | 0.13824 | 0.020591 | 0.060753 | 0.048566 | 0 | 0.20302 | 0.079231 | 0.17669 | 1.4725
3004. Unit rate 1 (taking account of standing charges)
Data sources:
x1 = 2602. Standing charges factors adapted to use 132kV/HV
x2 = 2903. Contributions to pay-as-you-go unit rate 1 (p/kWh) (in Pay-as-you-go unit rate 1 p/kWh)
x3 = Contributions to unit rate 1 p/kWh by network level (taking account of standing charges) (in Unit rate 1 (taking account of standing charges))
Kind: | Calculation | [17 empty] | Cell summation
Formula: | =(1-x1)*x2 | [17 empty] | =SUM(x3)
Contributions to unit rate 1 p/kWh by network level (taking account of standing charges)
| GSPs | Assets 132kV | Assets 132kV/EHV | Assets EHV | Assets EHV/HV | Assets 132kV/HV | Assets HV | Assets HV/LV | Assets LV circuits | Transmission exit | Operating 132kV | Operating 132kV/EHV | Operating EHV | Operating EHV/HV | Operating 132kV/HV | Operating HV | Operating HV/LV | Operating LV circuits | Unit rate 1 total p/kWh (taking account of standing charges)
Domestic Two Rate | 0 | 0.45208 | 0.067335 | 0.17867 | 0.027136 | 0 | 0.11344 | 0.01165 | 0 | 0.12342 | 0.19074 | 0.028409 | 0.075381 | 0.060259 | 0 | 0.2519 | 0.098307 | 0 | 1.6787
Domestic Off Peak (related MPAN) | 0 | 0.039857 | 0.0059365 | 0.026907 | 0.0040867 | 0 | 0.017084 | 0.0017545 | 0 | 0.0014049 | 0.016816 | 0.0025046 | 0.011352 | 0.0090748 | 0 | 0.037935 | 0.014805 | 0 | 0.18952
Small Non Domestic Two Rate | 0 | 0.31801 | 0.047366 | 0.14296 | 0.021713 | 0 | 0.090768 | 0.009322 | 0 | 0.084216 | 0.13417 | 0.019984 | 0.060316 | 0.048216 | 0 | 0.20156 | 0.078661 | 0 | 1.2573
Small Non Domestic Off Peak (related MPAN) | 0 | 0.040284 | 0.0060001 | 0.028283 | 0.0042958 | 0 | 0.017958 | 0.0018443 | 0 | 0.001661 | 0.016996 | 0.0025315 | 0.011933 | 0.0095391 | 0 | 0.039876 | 0.015562 | 0 | 0.19676
LV Medium Non-Domestic | 0 | 0.28857 | 0.04298 | 0.12888 | 0.019575 | 0 | 0.08183 | 0.008404 | 0 | 0.075033 | 0.12175 | 0.018134 | 0.054377 | 0.043468 | 0 | 0.18171 | 0.070915 | 0 | 1.1356
LV Sub Medium Non-Domestic | 0 | 0.28248 | 0.042073 | 0.12675 | 0.019251 | 0 | 0.080477 | 0 | 0 | 0.073472 | 0.11918 | 0.017751 | 0.053477 | 0.042749 | 0 | 0.1787 | 0 | 0 | 1.0364
HV Medium Non-Domestic | 0 | 0.3713 | 0.01825 | 0.044175 | 0 | 0 | 0 | 0 | 0 | 0.095726 | 0.15665 | 0.023333 | 0.056478 | 0 | 0 | 0 | 0 | 0 | 0.76591
LV HH Metered | 0 | 2.8003 | 0.41709 | 0.79926 | 0.12139 | 0 | 0.40597 | 0 | 0 | 0.84055 | 1.1815 | 0.17597 | 0.33721 | 0.26956 | 0 | 0.90149 | 0 | 0 | 8.2503
LV Sub HH Metered | 0 | 2.7181 | 0.40484 | 0.77578 | 0.11783 | 0 | 0 | 0 | 0 | 0.81586 | 1.1468 | 0.1708 | 0.32731 | 0.26165 | 0 | 0 | 0 | 0 | 6.7389
HV HH Metered | 0 | 2.4282 | 0.11935 | 0.18296 | 0 | 0 | 0 | 0 | 0 | 0.72884 | 1.0245 | 0.15259 | 0.23392 | 0 | 0 | 0 | 0 | 0 | 4.8703
HV Sub HH Metered | 0 | 2.2538 | 0.11078 | 0 | 0 | 0 | 0 | 0 | 0 | 0.67652 | 0.95092 | 0.14163 | 0 | 0 | 0 | 0 | 0 | 0 | 4.1337
NHH UMS category A | 0 | 0.18201 | 0.027109 | 0.079781 | 0.012118 | 0 | 0.050655 | 0.0052023 | 0.011601 | 0.045256 | 0.07679 | 0.011437 | 0.03366 | 0.026908 | 0 | 0.11248 | 0.043898 | 0.097894 | 0.8168
NHH UMS category B | 0 | 0.30342 | 0.045192 | 0.1015 | 0.015416 | 0 | 0.064443 | 0.0066183 | 0.014759 | 0.086093 | 0.12802 | 0.019067 | 0.042823 | 0.034232 | 0 | 0.1431 | 0.055847 | 0.12454 | 1.1851
NHH UMS category C | 0 | 0.54739 | 0.081531 | 0.17465 | 0.026526 | 0 | 0.11089 | 0.011388 | 0.025396 | 0.16552 | 0.23095 | 0.034399 | 0.073686 | 0.058904 | 0 | 0.24623 | 0.096096 | 0.2143 | 2.0979
NHH UMS category D | 0 | 0.087948 | 0.013099 | 0.063842 | 0.0096966 | 0 | 0.040535 | 0.004163 | 0.0092836 | 0.013541 | 0.037106 | 0.0055267 | 0.026936 | 0.021532 | 0 | 0.09001 | 0.035128 | 0.078336 | 0.53668
LV UMS (Pseudo HH Metered) | 0 | 7.9259 | 1.1805 | 2.1856 | 0.33196 | 0 | 1.3877 | 0.14252 | 0.31782 | 2.5855 | 3.344 | 0.49807 | 0.92214 | 0.73715 | 0 | 3.0815 | 1.2026 | 2.6818 | 28.5248
3005. Unit rate 2 (taking account of standing charges)
Data sources:
x1 = 2602. Standing charges factors adapted to use 132kV/HV
x2 = 2904. Contributions to pay-as-you-go unit rate 2 (p/kWh) (in Pay-as-you-go unit rate 2 p/kWh)
x3 = Contributions to unit rate 2 p/kWh by network level (taking account of standing charges) (in Unit rate 2 (taking account of standing charges))
Kind: | Calculation | [17 empty] | Cell summation
Formula: | =(1-x1)*x2 | [17 empty] | =SUM(x3)
Contributions to unit rate 2 p/kWh by network level (taking account of standing charges)
| GSPs | Assets 132kV | Assets 132kV/EHV | Assets EHV | Assets EHV/HV | Assets 132kV/HV | Assets HV | Assets HV/LV | Assets LV circuits | Transmission exit | Operating 132kV | Operating 132kV/EHV | Operating EHV | Operating EHV/HV | Operating 132kV/HV | Operating HV | Operating HV/LV | Operating LV circuits | Unit rate 2 total p/kWh (taking account of standing charges)
Domestic Two Rate | 0 | 0.057851 | 0.0086166 | 0.036026 | 0.0054717 | 0 | 0.022873 | 0.0023491 | 0 | 0 | 0.024408 | 0.0036354 | 0.0152 | 0.01215 | 0 | 0.050792 | 0.019822 | 0 | 0.2592
Small Non Domestic Two Rate | 0 | 0.053641 | 0.0079895 | 0.032797 | 0.0049813 | 0 | 0.020823 | 0.0021386 | 0 | 0 | 0.022632 | 0.0033709 | 0.013837 | 0.011061 | 0 | 0.04624 | 0.018046 | 0 | 0.23756
LV Medium Non-Domestic | 0 | 0.052876 | 0.0078755 | 0.031135 | 0.0047288 | 0 | 0.019768 | 0.0020302 | 0 | 0 | 0.022309 | 0.0033227 | 0.013136 | 0.010501 | 0 | 0.043896 | 0.017131 | 0 | 0.22871
LV Sub Medium Non-Domestic | 0 | 0.051851 | 0.0077229 | 0.030592 | 0.0046465 | 0 | 0.019424 | 0 | 0 | 0 | 0.021877 | 0.0032584 | 0.012907 | 0.010318 | 0 | 0.043132 | 0 | 0 | 0.20573
HV Medium Non-Domestic | 0 | 0.070935 | 0.0034866 | 0.011012 | 0 | 0 | 0 | 0 | 0 | 0 | 0.029928 | 0.0044576 | 0.014079 | 0 | 0 | 0 | 0 | 0 | 0.1339
LV HH Metered | 0 | 0.028149 | 0.0041927 | 0.068747 | 0.010442 | 0 | 0.034919 | 0 | 0 | 0 | 0.011877 | 0.0017689 | 0.029005 | 0.023186 | 0 | 0.07754 | 0 | 0 | 0.28983
LV Sub HH Metered | 0 | 0.027323 | 0.0040696 | 0.066728 | 0.010135 | 0 | 0 | 0 | 0 | 0 | 0.011528 | 0.001717 | 0.028153 | 0.022505 | 0 | 0 | 0 | 0 | 0.17216
HV HH Metered | 0 | 0.024409 | 0.0011997 | 0.015737 | 0 | 0 | 0 | 0 | 0 | 0 | 0.010298 | 0.0015339 | 0.02012 | 0 | 0 | 0 | 0 | 0 | 0.073298
HV Sub HH Metered | 0 | 0.022656 | 0.0011136 | 0 | 0 | 0 | 0 | 0 | 0 | 0 | 0.0095589 | 0.0014237 | 0 | 0 | 0 | 0 | 0 | 0 | 0.034753
LV UMS (Pseudo HH Metered) | 0 | 0.050179 | 0.0074739 | 0.066477 | 0.010097 | 0 | 0.042207 | 0.0043347 | 0.0096666 | 0 | 0.021171 | 0.0031533 | 0.028047 | 0.022421 | 0 | 0.093724 | 0.036577 | 0.081569 | 0.4771
3006. Unit rate 3 (taking account of standing charges)
Data sources:
x1 = 2602. Standing charges factors adapted to use 132kV/HV
x2 = 2905. Contributions to pay-as-you-go unit rate 3 (p/kWh) (in Pay-as-you-go unit rate 3 p/kWh)
x3 = Contributions to unit rate 3 p/kWh by network level (taking account of standing charges) (in Unit rate 3 (taking account of standing charges))
Kind: | Calculation | [17 empty] | Cell summation
Formula: | =(1-x1)*x2 | [17 empty] | =SUM(x3)
Contributions to unit rate 3 p/kWh by network level (taking account of standing charges)
| GSPs | Assets 132kV | Assets 132kV/EHV | Assets EHV | Assets EHV/HV | Assets 132kV/HV | Assets HV | Assets HV/LV | Assets LV circuits | Transmission exit | Operating 132kV | Operating 132kV/EHV | Operating EHV | Operating EHV/HV | Operating 132kV/HV | Operating HV | Operating HV/LV | Operating LV circuits | Unit rate 3 total p/kWh (taking account of standing charges)
LV HH Metered | 0 | 0.043726 | 0.0065128 | 0.025687 | 0.0039015 | 0 | 0.013047 | 0 | 0 | 0 | 0.018449 | 0.0027478 | 0.010838 | 0.0086635 | 0 | 0.028973 | 0 | 0 | 0.16255
LV Sub HH Metered | 0 | 0.042442 | 0.0063215 | 0.024933 | 0.0037869 | 0 | 0 | 0 | 0 | 0 | 0.017907 | 0.0026671 | 0.010519 | 0.0084091 | 0 | 0 | 0 | 0 | 0.11699
HV HH Metered | 0 | 0.037915 | 0.0018636 | 0.0058802 | 0 | 0 | 0 | 0 | 0 | 0 | 0.015997 | 0.0023826 | 0.0075179 | 0 | 0 | 0 | 0 | 0 | 0.071557
HV Sub HH Metered | 0 | 0.035193 | 0.0017298 | 0 | 0 | 0 | 0 | 0 | 0 | 0 | 0.014848 | 0.0022116 | 0 | 0 | 0 | 0 | 0 | 0 | 0.053983
LV UMS (Pseudo HH Metered) | 0 | 0.039165 | 0.0058334 | 0.023008 | 0.0034945 | 0 | 0.014608 | 0.0015003 | 0.0033457 | 0 | 0.016524 | 0.0024612 | 0.0097072 | 0.0077598 | 0 | 0.032438 | 0.01266 | 0.028231 | 0.20074

## NHH
Standing charges as fixed charges for WPD South West in (DCP66A Forecast)
This sheet allocates standing charges to fixed charges for non half hourly settled demand users.
3101. Average maximum kVA/MPAN by end user class, for user classes without an agreed import capacity
Data sources:
x1 = 2305. MPANs (in Equivalent volume for each end user)
x2 = 2407. All units (MWh)
x3 = 1010. Power factor for all flows in the network model (in Financial and general assumptions)
x4 = 1041. Load factor for each type of demand user (in Load profile data for demand users)
x5 = 1010. Days in the charging year (in Financial and general assumptions)
Calculation =IF(x1>0,x2/x1/x3/x4/(24*x5)*1000,0)
Average maximum kVA/MPAN
Domestic Unrestricted | 1.088
Domestic Two Rate | 3.4627
Small Non Domestic Unrestricted | 3.6406
Small Non Domestic Two Rate | 6.037
LV Medium Non-Domestic | 20.7733
LV Sub Medium Non-Domestic | 27.909
HV Medium Non-Domestic | 38.9546
3102. Capacity-driven fixed charge elements from standing charges factors p/MPAN/day
Data sources:
x1 = 3002. Capacity elements p/kVA/day
x2 = 3101. Average maximum kVA/MPAN by end user class, for user classes without an agreed import capacity
Calculation =x1*x2
| GSPs | Assets 132kV | Assets 132kV/EHV | Assets EHV | Assets EHV/HV | Assets 132kV/HV | Assets HV | Assets HV/LV | Assets LV circuits | Transmission exit | Operating 132kV | Operating 132kV/EHV | Operating EHV | Operating EHV/HV | Operating 132kV/HV | Operating HV | Operating HV/LV | Operating LV circuits
Domestic Unrestricted | 0 | 0 | 0 | 0 | 0 | 0 | 0 | 0 | 0.17158 | 0 | 0 | 0 | 0 | 0 | 0 | 0 | 0 | 1.4479
Domestic Two Rate | 0 | 0 | 0 | 0 | 0 | 0 | 0 | 0 | 0.54609 | 0 | 0 | 0 | 0 | 0 | 0 | 0 | 0 | 4.608
Small Non Domestic Unrestricted | 0 | 0 | 0 | 0 | 0 | 0 | 0 | 0 | 0.57414 | 0 | 0 | 0 | 0 | 0 | 0 | 0 | 0 | 4.8447
Small Non Domestic Two Rate | 0 | 0 | 0 | 0 | 0 | 0 | 0 | 0 | 0.95208 | 0 | 0 | 0 | 0 | 0 | 0 | 0 | 0 | 8.0338
LV Medium Non-Domestic | 0 | 0 | 0 | 0 | 0 | 0 | 0 | 0 | 3.2761 | 0 | 0 | 0 | 0 | 0 | 0 | 0 | 0 | 27.6442
LV Sub Medium Non-Domestic | 0 | 0 | 0 | 0 | 0 | 0 | 0 | 1.9751 | 0 | 0 | 0 | 0 | 0 | 0 | 0 | 0 | 16.6662 | 0
HV Medium Non-Domestic | 0 | 0 | 0 | 3.7766 | 0 | 0 | 0 | 0 | 0 | 0 | 0 | 0 | 4.8285 | 19.2992 | 0 | 58.8877 | 0 | 0
3103. Statistics for tariffs charged for LV circuits on an exit point basis
Data sources:
x1 = 2012. Loss adjustment factors between end user meter reading and each network level, scaled by network use
x2 = 2407. All units (MWh)
x3 = 1041. Load factor for each type of demand user (in Load profile data for demand users)
x4 = 1010. Days in the charging year (in Financial and general assumptions)
x5 = Zero for related MPANs
x6 = 2305. MPANs (in Equivalent volume for each end user)
Kind: | Copy cells | Calculation | Combine tables
Formula: | = x1 | =x2/x3/(24*x4)*1000 | = x5 or x6
| Use of LV circuits by each tariff charged on an exit point basis | Unit-based contributions to aggregate maximum load by network level (kW) | Relevant MPAN count
Domestic Unrestricted | 1 | 1214299.7006 | 1174831.1195
Domestic Two Rate | 1 | 767125.6027 | 233198.3699
Small Non Domestic Unrestricted | 1 | 368956.0572 | 106679.2853
Small Non Domestic Two Rate | 1 | 151988.8544 | 26501.103
3104. Aggregate data for tariffs charged for LV circuits on an exit point basis
Data sources:
x1 = 3103. Use of LV circuits by each tariff charged on an exit point basis (in Statistics for tariffs charged for LV circuits on an exit point basis)
x2 = 3103. Unit-based contributions to aggregate maximum load by network level (kW) (in Statistics for tariffs charged for LV circuits on an exit point basis)
x3 = 3103. Relevant MPAN count (in Statistics for tariffs charged for LV circuits on an exit point basis)
x4 = Aggregate capacity of tariffs charged charged for LV circuits on an exit point basis (kW) (in Aggregate data for tariffs charged for LV circuits on an exit point basis)
x5 = Aggregate number of users charged for LV circuits on an exit point basis (in Aggregate data for tariffs charged for LV circuits on an exit point basis)
x6 = 1010. Power factor for all flows in the network model (in Financial and general assumptions)
Kind: | Sum-product calculation | Sum-product calculation | Calculation
Formula: | =SUMPRODUCT(x1, x2) | =SUMPRODUCT(x1, x3) | =x4/x5/x6
| Aggregate capacity of tariffs charged charged for LV circuits on an exit point basis (kW) | Aggregate number of users charged for LV circuits on an exit point basis | Average maximum kVA of tariffs charged on an exit point basis for LV circuits
Aggregate data for tariffs charged for LV circuits on an exit point basis | 2502370.2149 | 1541209.8777 | 1.7091
3105. LV fixed charge elements from standing charges factors p/MPAN/day
Data sources:
x1 = 3002. Capacity elements p/kVA/day
x2 = 3104. Average maximum kVA of tariffs charged on an exit point basis for LV circuits (in Aggregate data for tariffs charged for LV circuits on an exit point basis)
Calculation =x1*x2
| Assets LV circuits | Operating LV circuits
Domestic Unrestricted | 0.26954 | 2.2744
Domestic Two Rate | 0.26954 | 2.2744
Small Non Domestic Unrestricted | 0.26954 | 2.2744
Small Non Domestic Two Rate | 0.26954 | 2.2744
3106. Fixed charge elements from standing charges factors p/MPAN/day
Data sources:
x1 = Zero for related MPANs
x2 = 3105. LV fixed charge elements from standing charges factors p/MPAN/day
x3 = 3102. Capacity-driven fixed charge elements from standing charges factors p/MPAN/day
Combine tables = x1 or x2 or x3
| GSPs | Assets 132kV | Assets 132kV/EHV | Assets EHV | Assets EHV/HV | Assets 132kV/HV | Assets HV | Assets HV/LV | Assets LV circuits | Transmission exit | Operating 132kV | Operating 132kV/EHV | Operating EHV | Operating EHV/HV | Operating 132kV/HV | Operating HV | Operating HV/LV | Operating LV circuits
Domestic Unrestricted | 0 | 0 | 0 | 0 | 0 | 0 | 0 | 0 | 0.26954 | 0 | 0 | 0 | 0 | 0 | 0 | 0 | 0 | 2.2744
Domestic Two Rate | 0 | 0 | 0 | 0 | 0 | 0 | 0 | 0 | 0.26954 | 0 | 0 | 0 | 0 | 0 | 0 | 0 | 0 | 2.2744
Small Non Domestic Unrestricted | 0 | 0 | 0 | 0 | 0 | 0 | 0 | 0 | 0.26954 | 0 | 0 | 0 | 0 | 0 | 0 | 0 | 0 | 2.2744
Small Non Domestic Two Rate | 0 | 0 | 0 | 0 | 0 | 0 | 0 | 0 | 0.26954 | 0 | 0 | 0 | 0 | 0 | 0 | 0 | 0 | 2.2744
LV Medium Non-Domestic | 0 | 0 | 0 | 0 | 0 | 0 | 0 | 0 | 3.2761 | 0 | 0 | 0 | 0 | 0 | 0 | 0 | 0 | 27.6442
LV Sub Medium Non-Domestic | 0 | 0 | 0 | 0 | 0 | 0 | 0 | 1.9751 | 0 | 0 | 0 | 0 | 0 | 0 | 0 | 0 | 16.6662 | 0
HV Medium Non-Domestic | 0 | 0 | 0 | 3.7766 | 0 | 0 | 0 | 0 | 0 | 0 | 0 | 0 | 4.8285 | 19.2992 | 0 | 58.8877 | 0 | 0

## Reactive
Reactive power unit charges for WPD South West in (DCP66A Forecast)
3201. Standard components p/kWh for reactive power (absolute value)
Data sources:
x1 = 3003. Yardstick components p/kWh (taking account of standing charges) (in Yardstick unit rate p/kWh (taking account of standing charges))
Calculation =ABS(x1)
| GSPs | Assets 132kV | Assets 132kV/EHV | Assets EHV | Assets EHV/HV | Assets 132kV/HV | Assets HV | Assets HV/LV | Assets LV circuits | Transmission exit | Operating 132kV | Operating 132kV/EHV | Operating EHV | Operating EHV/HV | Operating 132kV/HV | Operating HV | Operating HV/LV | Operating LV circuits
LV HH Metered | 0 | 0.23768 | 0.035401 | 0.10445 | 0.015865 | 0 | 0.053055 | 0 | 0 | 0.058974 | 0.10028 | 0.014936 | 0.044069 | 0.035229 | 0 | 0.11781 | 0 | 0
LV Sub HH Metered | 0 | 0.21654 | 0.032252 | 0.095162 | 0.014454 | 0 | 0 | 0 | 0 | 0.053729 | 0.09136 | 0.013608 | 0.04015 | 0.032095 | 0 | 0 | 0 | 0
HV HH Metered | 0 | 0.1871 | 0.0091963 | 0.021707 | 0 | 0 | 0 | 0 | 0 | 0.046424 | 0.07894 | 0.011758 | 0.027753 | 0 | 0 | 0 | 0 | 0
HV Sub HH Metered | 0 | 0.14458 | 0.0071063 | 0 | 0 | 0 | 0 | 0 | 0 | 0.035874 | 0.060999 | 0.0090855 | 0 | 0 | 0 | 0 | 0 | 0
3202. Standard reactive p/kVArh
Data sources:
x1 = 3201. Standard components p/kWh for reactive power (absolute value)
x2 = 1092. Average kVAr by kVA, by network level
x3 = 1010. Power factor for all flows in the network model (in Financial and general assumptions)
Calculation =x1*x2*x3
| GSPs | Assets 132kV | Assets 132kV/EHV | Assets EHV | Assets EHV/HV | Assets 132kV/HV | Assets HV | Assets HV/LV | Assets LV circuits | Transmission exit | Operating 132kV | Operating 132kV/EHV | Operating EHV | Operating EHV/HV | Operating 132kV/HV | Operating HV | Operating HV/LV | Operating LV circuits
LV HH Metered | 0 | 0.046615 | 0.006943 | 0.020486 | 0.0031115 | 0 | 0.010405 | 0 | 0 | 0.011566 | 0.019667 | 0.0029293 | 0.0086431 | 0.0069092 | 0 | 0.023106 | 0 | 0
LV Sub HH Metered | 0 | 0.042469 | 0.0063255 | 0.018664 | 0.0028347 | 0 | 0 | 0 | 0 | 0.010538 | 0.017918 | 0.0026688 | 0.0078744 | 0.0062947 | 0 | 0 | 0 | 0
HV HH Metered | 0 | 0.036695 | 0.0018036 | 0.0042574 | 0 | 0 | 0 | 0 | 0 | 0.009105 | 0.015482 | 0.002306 | 0.0054431 | 0 | 0 | 0 | 0 | 0
HV Sub HH Metered | 0 | 0.028356 | 0.0013937 | 0 | 0 | 0 | 0 | 0 | 0 | 0.0070357 | 0.011964 | 0.0017819 | 0 | 0 | 0 | 0 | 0 | 0
3203. Network use factors for generator reactive unit charges
These factors differ from the network use factors for active power charges/credits in the case of generators,
who do not qualify for active power credits at the voltage of connection but are charged reactive unit charges for costs caused at that voltage.
| GSPs | 132kV | 132kV/EHV | EHV | EHV/HV | 132kV/HV | HV | HV/LV | LV circuits
LV Generation Intermittent | 1 | 1 | 1 | 1 | 1 | 1 | 1 | 1 | 1
LV Generation Non-Intermittent | 1 | 1 | 1 | 1 | 1 | 1 | 1 | 1 | 1
LV Sub Generation Intermittent | 1 | 1 | 1 | 1 | 1 | 1 | 1 | 1 | 0
LV Sub Generation Non-Intermittent | 1 | 1 | 1 | 1 | 1 | 1 | 1 | 1 | 0
HV Generation Intermittent | 1 | 1 | 1 | 1 | 1 | 1 | 1 | 0 | 0
HV Generation Non-Intermittent | 1 | 1 | 1 | 1 | 1 | 1 | 1 | 0 | 0
HV Sub Generation Intermittent | 1 | 1 | 1 | 1 | 0 | 1 | 0 | 0 | 0
HV Sub Generation Non-Intermittent | 1 | 1 | 1 | 1 | 0 | 1 | 0 | 0 | 0
3204. Absolute value of load coefficient (kW peak / average kW)
Data sources:
x1 = 2302. Load coefficient
Calculation =ABS(x1)
Absolute load coefficient
LV Generation Intermittent | 1
LV Generation Non-Intermittent | 1
LV Sub Generation Intermittent | 1
LV Sub Generation Non-Intermittent | 1
HV Generation Intermittent | 1
HV Generation Non-Intermittent | 1
HV Sub Generation Intermittent | 1
HV Sub Generation Non-Intermittent | 1
3205. Pay-as-you-go components p/kWh for reactive power (absolute value)
Data sources:
x1 = 2901. Unit cost at each level, £/kW/year (relative to system simultaneous maximum load)
x2 = 3204. Absolute value of load coefficient (kW peak / average kW)
x3 = 2001. Loss adjustment factor to transmission (in Loss adjustment factors to transmission)
x4 = 2004. Loss adjustment factor to transmission for each network level
x5 = 2804. Proportion of annual charge covered by contributions (for all charging levels)
x6 = 3203. Network use factors for generator reactive unit charges
x7 = 1010. Days in the charging year (in Financial and general assumptions)
Calculation =x1*x2*x3/x4*(1-x5)*x6/(24*x7)*100
| GSPs | Assets 132kV | Assets 132kV/EHV | Assets EHV | Assets EHV/HV | Assets 132kV/HV | Assets HV | Assets HV/LV | Assets LV circuits | Transmission exit | Operating 132kV | Operating 132kV/EHV | Operating EHV | Operating EHV/HV | Operating 132kV/HV | Operating HV | Operating HV/LV | Operating LV circuits
LV Generation Intermittent | 0 | 0.16949 | 0.025244 | 0.074484 | 0.011313 | 0 | 0.047292 | 0.0048569 | 0.010831 | 0.042054 | 0.071509 | 0.010651 | 0.031426 | 0.025121 | 0 | 0.10501 | 0.040983 | 0.091394
LV Generation Non-Intermittent | 0 | 0.16949 | 0.025244 | 0.074484 | 0.011313 | 0 | 0.047292 | 0.0048569 | 0.010831 | 0.042054 | 0.071509 | 0.010651 | 0.031426 | 0.025121 | 0 | 0.10501 | 0.040983 | 0.091394
LV Sub Generation Intermittent | 0 | 0.16808 | 0.025035 | 0.073868 | 0.011219 | 0 | 0.0469 | 0.0048167 | 0 | 0.041706 | 0.070917 | 0.010563 | 0.031165 | 0.024913 | 0 | 0.10415 | 0.040644 | 0
LV Sub Generation Non-Intermittent | 0 | 0.16808 | 0.025035 | 0.073868 | 0.011219 | 0 | 0.0469 | 0.0048167 | 0 | 0.041706 | 0.070917 | 0.010563 | 0.031165 | 0.024913 | 0 | 0.10415 | 0.040644 | 0
HV Generation Intermittent | 0 | 0.16606 | 0.008162 | 0.024082 | 0 | 0 | 0 | 0 | 0 | 0.041203 | 0.070061 | 0.010435 | 0.03079 | 0.024613 | 0 | 0.10289 | 0 | 0
HV Generation Non-Intermittent | 0 | 0.16606 | 0.008162 | 0.024082 | 0 | 0 | 0 | 0 | 0 | 0.041203 | 0.070061 | 0.010435 | 0.03079 | 0.024613 | 0 | 0.10289 | 0 | 0
HV Sub Generation Intermittent | 0 | 0.16247 | 0.0079857 | 0.023562 | 0 | 0 | 0 | 0 | 0 | 0.040313 | 0.068548 | 0.01021 | 0.030125 | 0 | 0 | 0 | 0 | 0
HV Sub Generation Non-Intermittent | 0 | 0.16247 | 0.0079857 | 0.023562 | 0 | 0 | 0 | 0 | 0 | 0.040313 | 0.068548 | 0.01021 | 0.030125 | 0 | 0 | 0 | 0 | 0
3206. Pay-as-you-go reactive p/kVArh
Data sources:
x1 = 3205. Pay-as-you-go components p/kWh for reactive power (absolute value)
x2 = 1092. Average kVAr by kVA, by network level
x3 = 1010. Power factor for all flows in the network model (in Financial and general assumptions)
Calculation =x1*x2*x3
| GSPs | Assets 132kV | Assets 132kV/EHV | Assets EHV | Assets EHV/HV | Assets 132kV/HV | Assets HV | Assets HV/LV | Assets LV circuits | Transmission exit | Operating 132kV | Operating 132kV/EHV | Operating EHV | Operating EHV/HV | Operating 132kV/HV | Operating HV | Operating HV/LV | Operating LV circuits
LV Generation Intermittent | 0 | 0.033241 | 0.004951 | 0.014608 | 0.0022188 | 0 | 0.0092751 | 0.00095256 | 0.0021243 | 0.0082479 | 0.014025 | 0.0020889 | 0.0061634 | 0.0049269 | 0 | 0.020596 | 0.0080379 | 0.017925
LV Generation Non-Intermittent | 0 | 0.033241 | 0.004951 | 0.014608 | 0.0022188 | 0 | 0.0092751 | 0.00095256 | 0.0021243 | 0.0082479 | 0.014025 | 0.0020889 | 0.0061634 | 0.0049269 | 0 | 0.020596 | 0.0080379 | 0.017925
LV Sub Generation Intermittent | 0 | 0.032966 | 0.0049101 | 0.014487 | 0.0022004 | 0 | 0.0091983 | 0.00094468 | 0 | 0.0081796 | 0.013909 | 0.0020716 | 0.0061124 | 0.0048862 | 0 | 0.020426 | 0.0079713 | 0
LV Sub Generation Non-Intermittent | 0 | 0.032966 | 0.0049101 | 0.014487 | 0.0022004 | 0 | 0.0091983 | 0.00094468 | 0 | 0.0081796 | 0.013909 | 0.0020716 | 0.0061124 | 0.0048862 | 0 | 0.020426 | 0.0079713 | 0
HV Generation Intermittent | 0 | 0.032568 | 0.0016008 | 0.0047232 | 0 | 0 | 0 | 0 | 0 | 0.008081 | 0.013741 | 0.0020466 | 0.0060386 | 0.0048272 | 0 | 0.020179 | 0 | 0
HV Generation Non-Intermittent | 0 | 0.032568 | 0.0016008 | 0.0047232 | 0 | 0 | 0 | 0 | 0 | 0.008081 | 0.013741 | 0.0020466 | 0.0060386 | 0.0048272 | 0 | 0.020179 | 0 | 0
HV Sub Generation Intermittent | 0 | 0.031865 | 0.0015662 | 0.0046212 | 0 | 0 | 0 | 0 | 0 | 0.0079065 | 0.013444 | 0.0020024 | 0.0059082 | 0 | 0 | 0 | 0 | 0
HV Sub Generation Non-Intermittent | 0 | 0.031865 | 0.0015662 | 0.0046212 | 0 | 0 | 0 | 0 | 0 | 0.0079065 | 0.013444 | 0.0020024 | 0.0059082 | 0 | 0 | 0 | 0 | 0

## Aggreg
Aggregation for WPD South West in (DCP66A Forecast)
This sheet aggregates elements of tariffs excluding revenue matching and final adjustments and rounding.
3301. Unit rate 1 p/kWh (elements)
Data sources:
x1 = 3004. Unit rate 1 total p/kWh (taking account of standing charges) (in Unit rate 1 (taking account of standing charges)) — for Tariffs with Unit rate 1 p/kWh from Standard 1 kWh
x2 = 3003. Yardstick total p/kWh (taking account of standing charges) (in Yardstick unit rate p/kWh (taking account of standing charges)) — for Tariffs with Unit rate 1 p/kWh from Standard yardstick kWh
x3 = 2903. Pay-as-you-go unit rate 1 (p/kWh) (in Pay-as-you-go unit rate 1 p/kWh) — for Tariffs with Unit rate 1 p/kWh from PAYG 1 kWh
x4 = 2903. Pay-as-you-go unit rate 1 (p/kWh) (in Pay-as-you-go unit rate 1 p/kWh) — for Tariffs with Unit rate 1 p/kWh from PAYG 1 kWh & customer
x5 = 2902. Pay-as-you-go yardstick unit rate (p/kWh) — for Tariffs with Unit rate 1 p/kWh from PAYG yardstick kWh
x6 = 2203. Service model asset p/kWh charge for unmetered tariffs — for Tariffs with Unit rate 1 p/kWh from PAYG 1 kWh & customer
x7 = 2712. Operating expenditure for unmetered customer assets (p/kWh) — for Tariffs with Unit rate 1 p/kWh from PAYG 1 kWh & customer
Combine tables = x1 or x2 or x3 or x4 or x5 or x6 or x7
| GSPs | Assets 132kV | Assets 132kV/EHV | Assets EHV | Assets EHV/HV | Assets 132kV/HV | Assets HV | Assets HV/LV | Assets LV circuits | Assets LV customer | Assets HV customer | Transmission exit | Operating 132kV | Operating 132kV/EHV | Operating EHV | Operating EHV/HV | Operating 132kV/HV | Operating HV | Operating HV/LV | Operating LV circuits | Operating LV customer | Operating HV customer
Domestic Unrestricted | 0 | 0.38681 | 0.057613 | 0.16999 | 0.025819 | 0 | 0.10793 | 0.011085 | 0 |  |  | 0.095977 | 0.1632 | 0.024308 | 0.071721 | 0.057333 | 0 | 0.23967 | 0.093534 | 0
Domestic Two Rate | 0 | 0.45208 | 0.067335 | 0.17867 | 0.027136 | 0 | 0.11344 | 0.01165 | 0 |  |  | 0.12342 | 0.19074 | 0.028409 | 0.075381 | 0.060259 | 0 | 0.2519 | 0.098307 | 0
Domestic Off Peak (related MPAN) | 0 | 0.039857 | 0.0059365 | 0.026907 | 0.0040867 | 0 | 0.017084 | 0.0017545 | 0 |  |  | 0.0014049 | 0.016816 | 0.0025046 | 0.011352 | 0.0090748 | 0 | 0.037935 | 0.014805 | 0
Small Non Domestic Unrestricted | 0 | 0.29382 | 0.043763 | 0.12912 | 0.019612 | 0 | 0.081983 | 0.0084198 | 0 |  |  | 0.072904 | 0.12397 | 0.018464 | 0.054479 | 0.04355 | 0 | 0.18205 | 0.071048 | 0
Small Non Domestic Two Rate | 0 | 0.31801 | 0.047366 | 0.14296 | 0.021713 | 0 | 0.090768 | 0.009322 | 0 |  |  | 0.084216 | 0.13417 | 0.019984 | 0.060316 | 0.048216 | 0 | 0.20156 | 0.078661 | 0
Small Non Domestic Off Peak (related MPAN) | 0 | 0.040284 | 0.0060001 | 0.028283 | 0.0042958 | 0 | 0.017958 | 0.0018443 | 0 |  |  | 0.001661 | 0.016996 | 0.0025315 | 0.011933 | 0.0095391 | 0 | 0.039876 | 0.015562 | 0
LV Medium Non-Domestic | 0 | 0.28857 | 0.04298 | 0.12888 | 0.019575 | 0 | 0.08183 | 0.008404 | 0 |  |  | 0.075033 | 0.12175 | 0.018134 | 0.054377 | 0.043468 | 0 | 0.18171 | 0.070915 | 0
LV Sub Medium Non-Domestic | 0 | 0.28248 | 0.042073 | 0.12675 | 0.019251 | 0 | 0.080477 | 0 | 0 |  |  | 0.073472 | 0.11918 | 0.017751 | 0.053477 | 0.042749 | 0 | 0.1787 | 0 | 0
HV Medium Non-Domestic | 0 | 0.3713 | 0.01825 | 0.044175 | 0 | 0 | 0 | 0 | 0 |  |  | 0.095726 | 0.15665 | 0.023333 | 0.056478 | 0 | 0 | 0 | 0 | 0
LV HH Metered | 0 | 2.8003 | 0.41709 | 0.79926 | 0.12139 | 0 | 0.40597 | 0 | 0 |  |  | 0.84055 | 1.1815 | 0.17597 | 0.33721 | 0.26956 | 0 | 0.90149 | 0 | 0
LV Sub HH Metered | 0 | 2.7181 | 0.40484 | 0.77578 | 0.11783 | 0 | 0 | 0 | 0 |  |  | 0.81586 | 1.1468 | 0.1708 | 0.32731 | 0.26165 | 0 | 0 | 0 | 0
HV HH Metered | 0 | 2.4282 | 0.11935 | 0.18296 | 0 | 0 | 0 | 0 | 0 |  |  | 0.72884 | 1.0245 | 0.15259 | 0.23392 | 0 | 0 | 0 | 0 | 0
HV Sub HH Metered | 0 | 2.2538 | 0.11078 | 0 | 0 | 0 | 0 | 0 | 0 |  |  | 0.67652 | 0.95092 | 0.14163 | 0 | 0 | 0 | 0 | 0 | 0
NHH UMS category A | 0 | 0.18201 | 0.027109 | 0.079781 | 0.012118 | 0 | 0.050655 | 0.0052023 | 0.011601 |  |  | 0.045256 | 0.07679 | 0.011437 | 0.03366 | 0.026908 | 0 | 0.11248 | 0.043898 | 0.097894 | 0.58506
NHH UMS category B | 0 | 0.30342 | 0.045192 | 0.1015 | 0.015416 | 0 | 0.064443 | 0.0066183 | 0.014759 |  |  | 0.086093 | 0.12802 | 0.019067 | 0.042823 | 0.034232 | 0 | 0.1431 | 0.055847 | 0.12454 | 0.58506
NHH UMS category C | 0 | 0.54739 | 0.081531 | 0.17465 | 0.026526 | 0 | 0.11089 | 0.011388 | 0.025396 |  |  | 0.16552 | 0.23095 | 0.034399 | 0.073686 | 0.058904 | 0 | 0.24623 | 0.096096 | 0.2143 | 0.58506
NHH UMS category D | 0 | 0.087948 | 0.013099 | 0.063842 | 0.0096966 | 0 | 0.040535 | 0.004163 | 0.0092836 |  |  | 0.013541 | 0.037106 | 0.0055267 | 0.026936 | 0.021532 | 0 | 0.09001 | 0.035128 | 0.078336 | 0.58506
LV UMS (Pseudo HH Metered) | 0 | 7.9259 | 1.1805 | 2.1856 | 0.33196 | 0 | 1.3877 | 0.14252 | 0.31782 |  |  | 2.5855 | 3.344 | 0.49807 | 0.92214 | 0.73715 | 0 | 3.0815 | 1.2026 | 2.6818 | 0.58506
LV Generation NHH | 0 | -0.16949 | -0.025244 | -0.074484 | -0.011313 | 0 | -0.047292 | -0.0048569 | 0 |  |  | -0.042054 | -0.071509 | -0.010651 | -0.031426 | -0.025121 | 0 | -0.10501 | -0.040983 | 0
LV Sub Generation NHH | 0 | -0.16808 | -0.025035 | -0.073868 | -0.011219 | 0 | -0.0469 | 0 | 0 |  |  | -0.041706 | -0.070917 | -0.010563 | -0.031165 | -0.024913 | 0 | -0.10415 | 0 | 0
LV Generation Intermittent | 0 | -0.16949 | -0.025244 | -0.074484 | -0.011313 | 0 | -0.047292 | -0.0048569 | 0 |  |  | -0.042054 | -0.071509 | -0.010651 | -0.031426 | -0.025121 | 0 | -0.10501 | -0.040983 | 0
LV Generation Non-Intermittent | 0 | -2.3512 | -0.35019 | -0.67107 | -0.10192 | 0 | -0.42607 | -0.043758 | 0 |  |  | -0.70574 | -0.99198 | -0.14775 | -0.28313 | -0.22633 | 0 | -0.94613 | -0.36924 | 0
LV Sub Generation Intermittent | 0 | -0.16808 | -0.025035 | -0.073868 | -0.011219 | 0 | -0.0469 | 0 | 0 |  |  | -0.041706 | -0.070917 | -0.010563 | -0.031165 | -0.024913 | 0 | -0.10415 | 0 | 0
LV Sub Generation Non-Intermittent | 0 | -2.3317 | -0.34729 | -0.66551 | -0.10108 | 0 | -0.42255 | 0 | 0 |  |  | -0.69989 | -0.98377 | -0.14653 | -0.28079 | -0.22446 | 0 | -0.9383 | 0 | 0
HV Generation Intermittent | 0 | -0.16606 | -0.008162 | -0.024082 | 0 | 0 | 0 | 0 | 0 |  |  | -0.041203 | -0.070061 | -0.010435 | -0.03079 | -0.024613 | 0 | 0 | 0 | 0
HV Generation Non-Intermittent | 0 | -2.3036 | -0.11322 | -0.21697 | 0 | 0 | 0 | 0 | 0 |  |  | -0.69145 | -0.97191 | -0.14476 | -0.2774 | -0.22175 | 0 | 0 | 0 | 0
HV Sub Generation Intermittent | 0 | -0.16247 | -0.0079857 | -0.023562 | 0 | 0 | 0 | 0 | 0 |  |  | -0.040313 | -0.068548 | -0.01021 | -0.030125 | 0 | 0 | 0 | 0 | 0
HV Sub Generation Non-Intermittent | 0 | -2.2538 | -0.11078 | -0.21229 | 0 | 0 | 0 | 0 | 0 |  |  | -0.67652 | -0.95092 | -0.14163 | -0.27141 | 0 | 0 | 0 | 0 | 0
3302. Unit rate 2 p/kWh (elements)
Data sources:
x1 = 3005. Unit rate 2 total p/kWh (taking account of standing charges) (in Unit rate 2 (taking account of standing charges)) — for Tariffs with Unit rate 2 p/kWh from Standard 2 kWh
x2 = 2904. Pay-as-you-go unit rate 2 (p/kWh) (in Pay-as-you-go unit rate 2 p/kWh) — for Tariffs with Unit rate 2 p/kWh from PAYG 2 kWh
x3 = 2904. Pay-as-you-go unit rate 2 (p/kWh) (in Pay-as-you-go unit rate 2 p/kWh) — for Tariffs with Unit rate 2 p/kWh from PAYG 2 kWh & customer
x4 = 2203. Service model asset p/kWh charge for unmetered tariffs — for Tariffs with Unit rate 2 p/kWh from PAYG 2 kWh & customer
x5 = 2712. Operating expenditure for unmetered customer assets (p/kWh) — for Tariffs with Unit rate 2 p/kWh from PAYG 2 kWh & customer
Combine tables = x1 or x2 or x3 or x4 or x5
| GSPs | Assets 132kV | Assets 132kV/EHV | Assets EHV | Assets EHV/HV | Assets 132kV/HV | Assets HV | Assets HV/LV | Assets LV circuits | Assets LV customer | Assets HV customer | Transmission exit | Operating 132kV | Operating 132kV/EHV | Operating EHV | Operating EHV/HV | Operating 132kV/HV | Operating HV | Operating HV/LV | Operating LV circuits | Operating LV customer | Operating HV customer
Domestic Unrestricted
Domestic Two Rate | 0 | 0.057851 | 0.0086166 | 0.036026 | 0.0054717 | 0 | 0.022873 | 0.0023491 | 0 |  |  | 0 | 0.024408 | 0.0036354 | 0.0152 | 0.01215 | 0 | 0.050792 | 0.019822 | 0
Domestic Off Peak (related MPAN)
Small Non Domestic Unrestricted
Small Non Domestic Two Rate | 0 | 0.053641 | 0.0079895 | 0.032797 | 0.0049813 | 0 | 0.020823 | 0.0021386 | 0 |  |  | 0 | 0.022632 | 0.0033709 | 0.013837 | 0.011061 | 0 | 0.04624 | 0.018046 | 0
Small Non Domestic Off Peak (related MPAN)
LV Medium Non-Domestic | 0 | 0.052876 | 0.0078755 | 0.031135 | 0.0047288 | 0 | 0.019768 | 0.0020302 | 0 |  |  | 0 | 0.022309 | 0.0033227 | 0.013136 | 0.010501 | 0 | 0.043896 | 0.017131 | 0
LV Sub Medium Non-Domestic | 0 | 0.051851 | 0.0077229 | 0.030592 | 0.0046465 | 0 | 0.019424 | 0 | 0 |  |  | 0 | 0.021877 | 0.0032584 | 0.012907 | 0.010318 | 0 | 0.043132 | 0 | 0
HV Medium Non-Domestic | 0 | 0.070935 | 0.0034866 | 0.011012 | 0 | 0 | 0 | 0 | 0 |  |  | 0 | 0.029928 | 0.0044576 | 0.014079 | 0 | 0 | 0 | 0 | 0
LV HH Metered | 0 | 0.028149 | 0.0041927 | 0.068747 | 0.010442 | 0 | 0.034919 | 0 | 0 |  |  | 0 | 0.011877 | 0.0017689 | 0.029005 | 0.023186 | 0 | 0.07754 | 0 | 0
LV Sub HH Metered | 0 | 0.027323 | 0.0040696 | 0.066728 | 0.010135 | 0 | 0 | 0 | 0 |  |  | 0 | 0.011528 | 0.001717 | 0.028153 | 0.022505 | 0 | 0 | 0 | 0
HV HH Metered | 0 | 0.024409 | 0.0011997 | 0.015737 | 0 | 0 | 0 | 0 | 0 |  |  | 0 | 0.010298 | 0.0015339 | 0.02012 | 0 | 0 | 0 | 0 | 0
HV Sub HH Metered | 0 | 0.022656 | 0.0011136 | 0 | 0 | 0 | 0 | 0 | 0 |  |  | 0 | 0.0095589 | 0.0014237 | 0 | 0 | 0 | 0 | 0 | 0
NHH UMS category A
NHH UMS category B
NHH UMS category C
NHH UMS category D
LV UMS (Pseudo HH Metered) | 0 | 0.050179 | 0.0074739 | 0.066477 | 0.010097 | 0 | 0.042207 | 0.0043347 | 0.0096666 |  |  | 0 | 0.021171 | 0.0031533 | 0.028047 | 0.022421 | 0 | 0.093724 | 0.036577 | 0.081569 | 0.58506
LV Generation NHH
LV Sub Generation NHH
LV Generation Intermittent
LV Generation Non-Intermittent | 0 | -0.023635 | -0.0035203 | -0.057721 | -0.0087669 | 0 | -0.036648 | -0.0037638 | 0 |  |  | 0 | -0.0099717 | -0.0014852 | -0.024353 | -0.019468 | 0 | -0.08138 | -0.03176 | 0
LV Sub Generation Intermittent
LV Sub Generation Non-Intermittent | 0 | -0.023439 | -0.0034911 | -0.057243 | -0.0086943 | 0 | -0.036345 | 0 | 0 |  |  | 0 | -0.0098892 | -0.0014729 | -0.024151 | -0.019306 | 0 | -0.080706 | 0 | 0
HV Generation Intermittent
HV Generation Non-Intermittent | 0 | -0.023156 | -0.0011382 | -0.018662 | 0 | 0 | 0 | 0 | 0 |  |  | 0 | -0.0097699 | -0.0014552 | -0.02386 | -0.019074 | 0 | 0 | 0 | 0
HV Sub Generation Intermittent
HV Sub Generation Non-Intermittent | 0 | -0.022656 | -0.0011136 | -0.018259 | 0 | 0 | 0 | 0 | 0 |  |  | 0 | -0.0095589 | -0.0014237 | -0.023345 | 0 | 0 | 0 | 0 | 0
3303. Unit rate 3 p/kWh (elements)
Data sources:
x1 = 3006. Unit rate 3 total p/kWh (taking account of standing charges) (in Unit rate 3 (taking account of standing charges)) — for Tariffs with Unit rate 3 p/kWh from Standard 3 kWh
x2 = 2905. Pay-as-you-go unit rate 3 (p/kWh) (in Pay-as-you-go unit rate 3 p/kWh) — for Tariffs with Unit rate 3 p/kWh from PAYG 3 kWh
x3 = 2905. Pay-as-you-go unit rate 3 (p/kWh) (in Pay-as-you-go unit rate 3 p/kWh) — for Tariffs with Unit rate 3 p/kWh from PAYG 3 kWh & customer
x4 = 2203. Service model asset p/kWh charge for unmetered tariffs — for Tariffs with Unit rate 3 p/kWh from PAYG 3 kWh & customer
x5 = 2712. Operating expenditure for unmetered customer assets (p/kWh) — for Tariffs with Unit rate 3 p/kWh from PAYG 3 kWh & customer
Combine tables = x1 or x2 or x3 or x4 or x5
| GSPs | Assets 132kV | Assets 132kV/EHV | Assets EHV | Assets EHV/HV | Assets 132kV/HV | Assets HV | Assets HV/LV | Assets LV circuits | Assets LV customer | Assets HV customer | Transmission exit | Operating 132kV | Operating 132kV/EHV | Operating EHV | Operating EHV/HV | Operating 132kV/HV | Operating HV | Operating HV/LV | Operating LV circuits | Operating LV customer | Operating HV customer
Domestic Unrestricted
Domestic Two Rate
Domestic Off Peak (related MPAN)
Small Non Domestic Unrestricted
Small Non Domestic Two Rate
Small Non Domestic Off Peak (related MPAN)
LV Medium Non-Domestic
LV Sub Medium Non-Domestic
HV Medium Non-Domestic
LV HH Metered | 0 | 0.043726 | 0.0065128 | 0.025687 | 0.0039015 | 0 | 0.013047 | 0 | 0 |  |  | 0 | 0.018449 | 0.0027478 | 0.010838 | 0.0086635 | 0 | 0.028973 | 0 | 0
LV Sub HH Metered | 0 | 0.042442 | 0.0063215 | 0.024933 | 0.0037869 | 0 | 0 | 0 | 0 |  |  | 0 | 0.017907 | 0.0026671 | 0.010519 | 0.0084091 | 0 | 0 | 0 | 0
HV HH Metered | 0 | 0.037915 | 0.0018636 | 0.0058802 | 0 | 0 | 0 | 0 | 0 |  |  | 0 | 0.015997 | 0.0023826 | 0.0075179 | 0 | 0 | 0 | 0 | 0
HV Sub HH Metered | 0 | 0.035193 | 0.0017298 | 0 | 0 | 0 | 0 | 0 | 0 |  |  | 0 | 0.014848 | 0.0022116 | 0 | 0 | 0 | 0 | 0 | 0
NHH UMS category A
NHH UMS category B
NHH UMS category C
NHH UMS category D
LV UMS (Pseudo HH Metered) | 0 | 0.039165 | 0.0058334 | 0.023008 | 0.0034945 | 0 | 0.014608 | 0.0015003 | 0.0033457 |  |  | 0 | 0.016524 | 0.0024612 | 0.0097072 | 0.0077598 | 0 | 0.032438 | 0.01266 | 0.028231 | 0.58506
LV Generation NHH
LV Sub Generation NHH
LV Generation Intermittent
LV Generation Non-Intermittent | 0 | -0.036713 | -0.0054682 | -0.021567 | -0.0032757 | 0 | -0.013694 | -0.0014063 | 0 |  |  | 0 | -0.01549 | -0.0023071 | -0.0090995 | -0.007274 | 0 | -0.030408 | -0.011867 | 0
LV Sub Generation Intermittent
LV Sub Generation Non-Intermittent | 0 | -0.036409 | -0.0054229 | -0.021389 | -0.0032486 | 0 | -0.01358 | 0 | 0 |  |  | 0 | -0.015361 | -0.002288 | -0.0090242 | -0.0072138 | 0 | -0.030156 | 0 | 0
HV Generation Intermittent
HV Generation Non-Intermittent | 0 | -0.03597 | -0.001768 | -0.0069732 | 0 | 0 | 0 | 0 | 0 |  |  | 0 | -0.015176 | -0.0022604 | -0.0089153 | -0.0071268 | 0 | 0 | 0 | 0
HV Sub Generation Intermittent
HV Sub Generation Non-Intermittent | 0 | -0.035193 | -0.0017298 | -0.0068226 | 0 | 0 | 0 | 0 | 0 |  |  | 0 | -0.014848 | -0.0022116 | -0.0087228 | 0 | 0 | 0 | 0 | 0
3304. Fixed charge p/MPAN/day (elements)
Data sources:
x1 = 3106. Fixed charge from standing charges factors p/MPAN/day — for Tariffs with Fixed charge p/MPAN/day from Fixed from network & customer
x2 = 2206. Service model p/MPAN/day (in Replacement annuities for service models) — for Tariffs with Fixed charge p/MPAN/day from Customer
x3 = 2206. Service model p/MPAN/day (in Replacement annuities for service models) — for Tariffs with Fixed charge p/MPAN/day from Fixed from network & customer
x4 = 2711. Operating expenditure for customer assets p/MPAN/day total (in Operating expenditure for customer assets p/MPAN/day) — for Tariffs with Fixed charge p/MPAN/day from Customer
x5 = 2711. Operating expenditure for customer assets p/MPAN/day total (in Operating expenditure for customer assets p/MPAN/day) — for Tariffs with Fixed charge p/MPAN/day from Fixed from network & customer
Combine tables = x1 or x2 or x3 or x4 or x5
| GSPs | Assets 132kV | Assets 132kV/EHV | Assets EHV | Assets EHV/HV | Assets 132kV/HV | Assets HV | Assets HV/LV | Assets LV circuits | Assets LV customer | Assets HV customer | Transmission exit | Operating 132kV | Operating 132kV/EHV | Operating EHV | Operating EHV/HV | Operating 132kV/HV | Operating HV | Operating HV/LV | Operating LV circuits | Operating LV customer | Operating HV customer
Domestic Unrestricted | 0 | 0 | 0 | 0 | 0 | 0 | 0 | 0 | 0.26954 | 0 | 0 | 0 | 0 | 0 | 0 | 0 | 0 | 0 | 0 | 2.2744 | 1.7114 | 0
Domestic Two Rate | 0 | 0 | 0 | 0 | 0 | 0 | 0 | 0 | 0.26954 | 0 | 0 | 0 | 0 | 0 | 0 | 0 | 0 | 0 | 0 | 2.2744 | 1.7114 | 0
Domestic Off Peak (related MPAN)
Small Non Domestic Unrestricted | 0 | 0 | 0 | 0 | 0 | 0 | 0 | 0 | 0.26954 | 0 | 0 | 0 | 0 | 0 | 0 | 0 | 0 | 0 | 0 | 2.2744 | 4.2255 | 0
Small Non Domestic Two Rate | 0 | 0 | 0 | 0 | 0 | 0 | 0 | 0 | 0.26954 | 0 | 0 | 0 | 0 | 0 | 0 | 0 | 0 | 0 | 0 | 2.2744 | 4.2255 | 0
Small Non Domestic Off Peak (related MPAN)
LV Medium Non-Domestic | 0 | 0 | 0 | 0 | 0 | 0 | 0 | 0 | 3.2761 | 0 | 0 | 0 | 0 | 0 | 0 | 0 | 0 | 0 | 0 | 27.6442 | 4.9913 | 0
LV Sub Medium Non-Domestic | 0 | 0 | 0 | 0 | 0 | 0 | 0 | 1.9751 | 0 | 0 | 0 | 0 | 0 | 0 | 0 | 0 | 0 | 0 | 16.6662 | 0 | 3.7184 | 0
HV Medium Non-Domestic | 0 | 0 | 0 | 3.7766 | 0 | 0 | 0 | 0 | 0 | 0 | 0 | 0 | 0 | 0 | 4.8285 | 19.2992 | 0 | 58.8877 | 0 | 0 | 0 | 63.8505
LV HH Metered | [9 empty] | 0 | 0 | [9 empty] | 8.5323 | 0
LV Sub HH Metered | [9 empty] | 0 | 0 | [9 empty] | 6.2666 | 0
HV HH Metered | [9 empty] | 0 | 0 | [9 empty] | 0 | 63.8505
HV Sub HH Metered | [9 empty] | 0 | 0 | [9 empty] | 0 | 63.8505
NHH UMS category A
NHH UMS category B
NHH UMS category C
NHH UMS category D
LV UMS (Pseudo HH Metered)
LV Generation NHH | [9 empty] | 0 | 0 | [9 empty] | 0 | 0
LV Sub Generation NHH | [9 empty] | 0 | 0 | [9 empty] | 0 | 0
LV Generation Intermittent | [9 empty] | 0 | 0 | [9 empty] | 0 | 0
LV Generation Non-Intermittent | [9 empty] | 0 | 0 | [9 empty] | 0 | 0
LV Sub Generation Intermittent | [9 empty] | 0 | 0 | [9 empty] | 0 | 0
LV Sub Generation Non-Intermittent | [9 empty] | 0 | 0 | [9 empty] | 0 | 0
HV Generation Intermittent | [9 empty] | 0 | 0 | [9 empty] | 0 | 31.3788
HV Generation Non-Intermittent | [9 empty] | 0 | 0 | [9 empty] | 0 | 31.3788
HV Sub Generation Intermittent | [9 empty] | 0 | 0 | [9 empty] | 0 | 31.3788
HV Sub Generation Non-Intermittent | [9 empty] | 0 | 0 | [9 empty] | 0 | 31.3788
3305. Capacity charge p/kVA/day (elements)
Data sources:
x1 = 3002. Capacity charge p/kVA/day — for Tariffs with Capacity charge p/kVA/day from Capacity
Copy cells = x1
| GSPs | Assets 132kV | Assets 132kV/EHV | Assets EHV | Assets EHV/HV | Assets 132kV/HV | Assets HV | Assets HV/LV | Assets LV circuits | Assets LV customer | Assets HV customer | Transmission exit | Operating 132kV | Operating 132kV/EHV | Operating EHV | Operating EHV/HV | Operating 132kV/HV | Operating HV | Operating HV/LV | Operating LV circuits | Operating LV customer | Operating HV customer
Domestic Unrestricted
Domestic Two Rate
Domestic Off Peak (related MPAN)
Small Non Domestic Unrestricted
Small Non Domestic Two Rate
Small Non Domestic Off Peak (related MPAN)
LV Medium Non-Domestic
LV Sub Medium Non-Domestic
HV Medium Non-Domestic
LV HH Metered | 0 | 0 | 0 | 0 | 0 | 0 | 0.13897 | 0.07136 | 0.15771 |  |  | 0 | 0 | 0 | 0 | 0 | 0 | 0.30859 | 0.60215 | 1.3308
LV Sub HH Metered | 0 | 0 | 0 | 0 | 0 | 0 | 0.68908 | 0.070769 | 0 |  |  | 0 | 0 | 0 | 0 | 0 | 0 | 1.5302 | 0.59716 | 0
HV HH Metered | 0 | 0 | 0 | 0.09695 | 0 | 0 | 0 | 0 | 0 |  |  | 0 | 0 | 0 | 0.12395 | 0.49543 | 0 | 1.5117 | 0 | 0
HV Sub HH Metered | 0 | 0 | 0 | 0.47428 | 0 | 0 | 0 | 0 | 0 |  |  | 0 | 0 | 0 | 0.60637 | 0.48473 | 0 | 0 | 0 | 0
NHH UMS category A
NHH UMS category B
NHH UMS category C
NHH UMS category D
LV UMS (Pseudo HH Metered)
LV Generation NHH
LV Sub Generation NHH
LV Generation Intermittent
LV Generation Non-Intermittent
LV Sub Generation Intermittent
LV Sub Generation Non-Intermittent
HV Generation Intermittent
HV Generation Non-Intermittent
HV Sub Generation Intermittent
HV Sub Generation Non-Intermittent
3306. Reactive power charge p/kVArh (elements)
Data sources:
x1 = 3206. Pay-as-you-go reactive p/kVArh
x2 = 3202. Standard reactive p/kVArh
Combine tables = x1 or x2
| GSPs | Assets 132kV | Assets 132kV/EHV | Assets EHV | Assets EHV/HV | Assets 132kV/HV | Assets HV | Assets HV/LV | Assets LV circuits | Assets LV customer | Assets HV customer | Transmission exit | Operating 132kV | Operating 132kV/EHV | Operating EHV | Operating EHV/HV | Operating 132kV/HV | Operating HV | Operating HV/LV | Operating LV circuits | Operating LV customer | Operating HV customer
Domestic Unrestricted
Domestic Two Rate
Domestic Off Peak (related MPAN)
Small Non Domestic Unrestricted
Small Non Domestic Two Rate
Small Non Domestic Off Peak (related MPAN)
LV Medium Non-Domestic
LV Sub Medium Non-Domestic
HV Medium Non-Domestic
LV HH Metered | 0 | 0.046615 | 0.006943 | 0.020486 | 0.0031115 | 0 | 0.010405 | 0 | 0 |  |  | 0.011566 | 0.019667 | 0.0029293 | 0.0086431 | 0.0069092 | 0 | 0.023106 | 0 | 0
LV Sub HH Metered | 0 | 0.042469 | 0.0063255 | 0.018664 | 0.0028347 | 0 | 0 | 0 | 0 |  |  | 0.010538 | 0.017918 | 0.0026688 | 0.0078744 | 0.0062947 | 0 | 0 | 0 | 0
HV HH Metered | 0 | 0.036695 | 0.0018036 | 0.0042574 | 0 | 0 | 0 | 0 | 0 |  |  | 0.009105 | 0.015482 | 0.002306 | 0.0054431 | 0 | 0 | 0 | 0 | 0
HV Sub HH Metered | 0 | 0.028356 | 0.0013937 | 0 | 0 | 0 | 0 | 0 | 0 |  |  | 0.0070357 | 0.011964 | 0.0017819 | 0 | 0 | 0 | 0 | 0 | 0
NHH UMS category A
NHH UMS category B
NHH UMS category C
NHH UMS category D
LV UMS (Pseudo HH Metered)
LV Generation NHH
LV Sub Generation NHH
LV Generation Intermittent | 0 | 0.033241 | 0.004951 | 0.014608 | 0.0022188 | 0 | 0.0092751 | 0.00095256 | 0.0021243 |  |  | 0.0082479 | 0.014025 | 0.0020889 | 0.0061634 | 0.0049269 | 0 | 0.020596 | 0.0080379 | 0.017925
LV Generation Non-Intermittent | 0 | 0.033241 | 0.004951 | 0.014608 | 0.0022188 | 0 | 0.0092751 | 0.00095256 | 0.0021243 |  |  | 0.0082479 | 0.014025 | 0.0020889 | 0.0061634 | 0.0049269 | 0 | 0.020596 | 0.0080379 | 0.017925
LV Sub Generation Intermittent | 0 | 0.032966 | 0.0049101 | 0.014487 | 0.0022004 | 0 | 0.0091983 | 0.00094468 | 0 |  |  | 0.0081796 | 0.013909 | 0.0020716 | 0.0061124 | 0.0048862 | 0 | 0.020426 | 0.0079713 | 0
LV Sub Generation Non-Intermittent | 0 | 0.032966 | 0.0049101 | 0.014487 | 0.0022004 | 0 | 0.0091983 | 0.00094468 | 0 |  |  | 0.0081796 | 0.013909 | 0.0020716 | 0.0061124 | 0.0048862 | 0 | 0.020426 | 0.0079713 | 0
HV Generation Intermittent | 0 | 0.032568 | 0.0016008 | 0.0047232 | 0 | 0 | 0 | 0 | 0 |  |  | 0.008081 | 0.013741 | 0.0020466 | 0.0060386 | 0.0048272 | 0 | 0.020179 | 0 | 0
HV Generation Non-Intermittent | 0 | 0.032568 | 0.0016008 | 0.0047232 | 0 | 0 | 0 | 0 | 0 |  |  | 0.008081 | 0.013741 | 0.0020466 | 0.0060386 | 0.0048272 | 0 | 0.020179 | 0 | 0
HV Sub Generation Intermittent | 0 | 0.031865 | 0.0015662 | 0.0046212 | 0 | 0 | 0 | 0 | 0 |  |  | 0.0079065 | 0.013444 | 0.0020024 | 0.0059082 | 0 | 0 | 0 | 0 | 0
HV Sub Generation Non-Intermittent | 0 | 0.031865 | 0.0015662 | 0.0046212 | 0 | 0 | 0 | 0 | 0 |  |  | 0.0079065 | 0.013444 | 0.0020024 | 0.0059082 | 0 | 0 | 0 | 0 | 0
3307. Summary of charges before revenue matching
Data sources:
x1 = 3301. Unit rate 1 p/kWh (elements)
x2 = 3302. Unit rate 2 p/kWh (elements)
x3 = 3303. Unit rate 3 p/kWh (elements)
x4 = 3304. Fixed charge p/MPAN/day (elements)
x5 = 3305. Capacity charge p/kVA/day (elements)
x6 = 3306. Reactive power charge p/kVArh (elements)
Kind: | Cell summation | Cell summation | Cell summation | Cell summation | Cell summation | Cell summation
Formula: | =SUM(x1) | =SUM(x2) | =SUM(x3) | =SUM(x4) | =SUM(x5) | =SUM(x6)
| Unit rate 1 p/kWh (total) | Unit rate 2 p/kWh (total) | Unit rate 3 p/kWh (total) | Fixed charge p/MPAN/day (total) | Capacity charge p/kVA/day (total) | Reactive power charge p/kVArh
Domestic Unrestricted | 1.505 | 0 | 0 | 4.2554 | 0 | 0
Domestic Two Rate | 1.6787 | 0.2592 | 0 | 4.2554 | 0 | 0
Domestic Off Peak (related MPAN) | 0.18952 | 0 | 0 | 0 | 0 | 0
Small Non Domestic Unrestricted | 1.1432 | 0 | 0 | 6.7694 | 0 | 0
Small Non Domestic Two Rate | 1.2573 | 0.23756 | 0 | 6.7694 | 0 | 0
Small Non Domestic Off Peak (related MPAN) | 0.19676 | 0 | 0 | 0 | 0 | 0
LV Medium Non-Domestic | 1.1356 | 0.22871 | 0 | 35.9116 | 0 | 0
LV Sub Medium Non-Domestic | 1.0364 | 0.20573 | 0 | 22.3598 | 0 | 0
HV Medium Non-Domestic | 0.76591 | 0.1339 | 0 | 150.6425 | 0 | 0
LV HH Metered | 8.2503 | 0.28983 | 0.16255 | 8.5323 | 2.6095 | 0.16038
LV Sub HH Metered | 6.7389 | 0.17216 | 0.11699 | 6.2666 | 2.8872 | 0.11559
HV HH Metered | 4.8703 | 0.073298 | 0.071557 | 63.8505 | 2.228 | 0.075093
HV Sub HH Metered | 4.1337 | 0.034753 | 0.053983 | 63.8505 | 1.5654 | 0.050531
NHH UMS category A | 1.4019 | 0 | 0 | 0 | 0 | 0
NHH UMS category B | 1.7701 | 0 | 0 | 0 | 0 | 0
NHH UMS category C | 2.6829 | 0 | 0 | 0 | 0 | 0
NHH UMS category D | 1.1217 | 0 | 0 | 0 | 0 | 0
LV UMS (Pseudo HH Metered) | 29.1099 | 1.0622 | 0.78579 | 0 | 0 | 0
LV Generation NHH | -0.65944 | 0 | 0 | 0 | 0 | 0
LV Sub Generation NHH | -0.60852 | 0 | 0 | 0 | 0 | 0
LV Generation Intermittent | -0.65944 | 0 | 0 | 0 | 0 | 0.14938
LV Generation Non-Intermittent | -7.6145 | -0.30247 | -0.15857 | 0 | 0 | 0.14938
LV Sub Generation Intermittent | -0.60852 | 0 | 0 | 0 | 0 | 0.12826
LV Sub Generation Non-Intermittent | -7.1419 | -0.26474 | -0.14409 | 0 | 0 | 0.12826
HV Generation Intermittent | -0.3754 | 0 | 0 | 31.3788 | 0 | 0.093806
HV Generation Non-Intermittent | -4.9411 | -0.097116 | -0.07819 | 31.3788 | 0 | 0.093806
HV Sub Generation Intermittent | -0.34322 | 0 | 0 | 31.3788 | 0 | 0.067314
HV Sub Generation Non-Intermittent | -4.6174 | -0.076357 | -0.069529 | 31.3788 | 0 | 0.067314

## Revenue
Revenue shortfall or surplus for WPD South West in (DCP66A Forecast)
3401. Net revenues by tariff before matching (£)
Data sources:
x1 = 1010. Days in the charging year (in Financial and general assumptions)
x2 = 3307. Fixed charge p/MPAN/day (total) (in Summary of charges before revenue matching)
x3 = 2305. MPANs (in Equivalent volume for each end user)
x4 = 3307. Capacity charge p/kVA/day (total) (in Summary of charges before revenue matching)
x5 = 2305. Import capacity (kVA) (in Equivalent volume for each end user)
x6 = 3307. Unit rate 1 p/kWh (total) (in Summary of charges before revenue matching)
x7 = 2305. Rate 1 units (MWh) (in Equivalent volume for each end user)
x8 = 3307. Unit rate 2 p/kWh (total) (in Summary of charges before revenue matching)
x9 = 2305. Rate 2 units (MWh) (in Equivalent volume for each end user)
x10 = 3307. Unit rate 3 p/kWh (total) (in Summary of charges before revenue matching)
x11 = 2305. Rate 3 units (MWh) (in Equivalent volume for each end user)
x12 = 3307. Reactive power charge p/kVArh (in Summary of charges before revenue matching)
x13 = 2305. Reactive power units (MVArh) (in Equivalent volume for each end user)
Calculation =0.01*x1*(x2*x3+x4*x5)+10*(x6*x7+x8*x9+x10*x11+x12*x13)
Net revenues
Domestic Unrestricted | 82157101.9793
Domestic Two Rate | 17651812.0892
Domestic Off Peak (related MPAN) | 138405.2841
Small Non Domestic Unrestricted | 16014561.6786
Small Non Domestic Two Rate | 5502094.5449
Small Non Domestic Off Peak (related MPAN) | 51215.8292
LV Medium Non-Domestic | 9659824.3042
LV Sub Medium Non-Domestic | 906769.8631
HV Medium Non-Domestic | 30587.2106
LV HH Metered | 9781652.8291
LV Sub HH Metered | 7958519.6574
HV HH Metered | 18810673.9601
HV Sub HH Metered | 0
NHH UMS category A | 235106.9539
NHH UMS category B | 103214.3937
NHH UMS category C | 17423.2642
NHH UMS category D | 0
LV UMS (Pseudo HH Metered) | 2398125.7421
LV Generation NHH | -8666.8462
LV Sub Generation NHH | 0
LV Generation Intermittent | -73065.1761
LV Generation Non-Intermittent | -3466.4728
LV Sub Generation Intermittent | -2809.2865
LV Sub Generation Non-Intermittent | -7588.4921
HV Generation Intermittent | -124822.6404
HV Generation Non-Intermittent | -682931.0623
HV Sub Generation Intermittent | 229.0651
HV Sub Generation Non-Intermittent | 229.0651
3402. Target Revenue (£/year)
Data sources:
x1 = 1076. Target Revenue (£/year)
Calculation =x1
CDCM target revenue (£/year)
Target revenue (£/year) | 366554795.466
3403. Revenue surplus or shortfall
Data sources:
x1 = 3401. Net revenues by tariff before matching (£)
x2 = 3402. Target Revenue (£/year)
x3 = Total net revenues before matching (£) (in Revenue surplus or shortfall)
Kind: | Cell summation | Calculation
Formula: | =SUM(x1) | =x2-x3-x4
| Total net revenues before matching (£) | Revenue shortfall (surplus) £
Revenue surplus or shortfall | 170514197.7375 | 196040597.7284

## Scaler
Revenue matching for WPD South West in (DCP66A Forecast)
This sheet modifies tariffs so that the total expected net revenues matches the target.
3501. Factor to scale to £1/kW at transmission exit level
Data sources:
x1 = 2901. Unit cost at each level, £/kW/year (relative to system simultaneous maximum load)
Calculation =IF(x1,1/x1,0)
Transmission exit
Factor to scale to £1/kW at transmission exit level | 0.29506
3502. Applicability factor for £1/kW scaler
Data sources:
x1 = 3501. Factor to scale to £1/kW at transmission exit level
x2 = Zero for other levels
Combine tables = x1 or x2
| GSPs | Assets 132kV | Assets 132kV/EHV | Assets EHV | Assets EHV/HV | Assets 132kV/HV | Assets HV | Assets HV/LV | Assets LV circuits | Assets LV customer | Assets HV customer | Transmission exit | Operating 132kV | Operating 132kV/EHV | Operating EHV | Operating EHV/HV | Operating 132kV/HV | Operating HV | Operating HV/LV | Operating LV circuits | Operating LV customer | Operating HV customer
Applicability factor for £1/kW scaler | 0 | 0 | 0 | 0 | 0 | 0 | 0 | 0 | 0 | 0 | 0 | 0.29506 | 0 | 0 | 0 | 0 | 0 | 0 | 0 | 0 | 0 | 0
3503. Scalable elements of tariff components
Data sources:
x1 = 3301. Unit rate 1 p/kWh (elements)
x2 = 3502. Applicability factor for £1/kW scaler
x3 = 3302. Unit rate 2 p/kWh (elements)
x4 = 3303. Unit rate 3 p/kWh (elements)
x5 = 3304. Fixed charge p/MPAN/day (elements)
x6 = 3305. Capacity charge p/kVA/day (elements)
x7 = 3306. Reactive power charge p/kVArh (elements)
Kind: | Sum-product calculation | Sum-product calculation | Sum-product calculation | Sum-product calculation | Sum-product calculation | Sum-product calculation
Formula: | =SUMPRODUCT(x1, x2) | =SUMPRODUCT(x3, x2) | =SUMPRODUCT(x4, x2) | =SUMPRODUCT(x5, x2) | =SUMPRODUCT(x6, x2) | =SUMPRODUCT(x7, x2)
| Unit rate 1 p/kWh scalable part | Unit rate 2 p/kWh scalable part | Unit rate 3 p/kWh scalable part | Fixed charge p/MPAN/day scalable part | Capacity charge p/kVA/day scalable part | Reactive power charge p/kVArh scalable part
Domestic Unrestricted | 0.028319 | 0 | 0 | 0 | 0 | 0
Domestic Two Rate | 0.036416 | 0 | 0 | 0 | 0 | 0
Domestic Off Peak (related MPAN) | 0.00041454 | 0 | 0 | 0 | 0 | 0
Small Non Domestic Unrestricted | 0.021511 | 0 | 0 | 0 | 0 | 0
Small Non Domestic Two Rate | 0.024849 | 0 | 0 | 0 | 0 | 0
Small Non Domestic Off Peak (related MPAN) | 0.0004901 | 0 | 0 | 0 | 0 | 0
LV Medium Non-Domestic | 0.02214 | 0 | 0 | 0 | 0 | 0
LV Sub Medium Non-Domestic | 0.021679 | 0 | 0 | 0 | 0 | 0
HV Medium Non-Domestic | 0.028245 | 0 | 0 | 0 | 0 | 0
LV HH Metered | 0.24801 | 0 | 0 | 0 | 0 | 0.0034128
LV Sub HH Metered | 0.24073 | 0 | 0 | 0 | 0 | 0.0031093
HV HH Metered | 0.21506 | 0 | 0 | 0 | 0 | 0.0026866
HV Sub HH Metered | 0.19962 | 0 | 0 | 0 | 0 | 0.002076
NHH UMS category A | 0.013353 | 0 | 0 | 0 | 0 | 0
NHH UMS category B | 0.025403 | 0 | 0 | 0 | 0 | 0
NHH UMS category C | 0.048838 | 0 | 0 | 0 | 0 | 0
NHH UMS category D | 0.0039956 | 0 | 0 | 0 | 0 | 0
LV UMS (Pseudo HH Metered) | 0.76289 | 0 | 0 | 0 | 0 | 0
LV Generation NHH | -0.012409 | 0 | 0 | 0 | 0 | 0
LV Sub Generation NHH | -0.012306 | 0 | 0 | 0 | 0 | 0
LV Generation Intermittent | -0.012409 | 0 | 0 | 0 | 0 | 0.0024337
LV Generation Non-Intermittent | -0.20824 | 0 | 0 | 0 | 0 | 0.0024337
LV Sub Generation Intermittent | -0.012306 | 0 | 0 | 0 | 0 | 0.0024135
LV Sub Generation Non-Intermittent | -0.20651 | 0 | 0 | 0 | 0 | 0.0024135
HV Generation Intermittent | -0.012158 | 0 | 0 | 0 | 0 | 0.0023844
HV Generation Non-Intermittent | -0.20402 | 0 | 0 | 0 | 0 | 0.0023844
HV Sub Generation Intermittent | -0.011895 | 0 | 0 | 0 | 0 | 0.0023329
HV Sub Generation Non-Intermittent | -0.19962 | 0 | 0 | 0 | 0 | 0.0023329
3504. Marginal revenue effect of scaler
Data sources:
x1 = 2302. Load coefficient
x2 = 3503. Unit rate 1 p/kWh scalable part (in Scalable elements of tariff components)
x3 = 2305. Rate 1 units (MWh) (in Equivalent volume for each end user)
x4 = 3503. Unit rate 2 p/kWh scalable part (in Scalable elements of tariff components)
x5 = 2305. Rate 2 units (MWh) (in Equivalent volume for each end user)
x6 = 3503. Unit rate 3 p/kWh scalable part (in Scalable elements of tariff components)
x7 = 2305. Rate 3 units (MWh) (in Equivalent volume for each end user)
x8 = 3503. Fixed charge p/MPAN/day scalable part (in Scalable elements of tariff components)
x9 = 1010. Days in the charging year (in Financial and general assumptions)
x10 = 2305. MPANs (in Equivalent volume for each end user)
x11 = 3503. Capacity charge p/kVA/day scalable part (in Scalable elements of tariff components)
x12 = 2305. Import capacity (kVA) (in Equivalent volume for each end user)
x13 = 3503. Reactive power charge p/kVArh scalable part (in Scalable elements of tariff components)
x14 = 2305. Reactive power units (MVArh) (in Equivalent volume for each end user)
Kind: | Calculation | Calculation | Calculation | Calculation | Calculation | Calculation
Formula: | =IF(x1<0,0,x2*x3*10) | =IF(x1<0,0,x4*x5*10) | =IF(x1<0,0,x6*x7*10) | =x8*x9*x10/100 | =x11*x9*x12/100 | =IF(x1<0,0,x13*x14*10)
| Effect through Unit rate 1 p/kWh | Effect through Unit rate 2 p/kWh | Effect through Unit rate 3 p/kWh | Effect through Fixed charge p/MPAN/day | Effect through Capacity charge p/kVA/day | Effect through Reactive power charge p/kVArh
Domestic Unrestricted | 1202591.6881 | 0 | 0 | 0 | 0 | 0
Domestic Two Rate | 262188.6707 | 0 | 0 | 0 | 0 | 0
Domestic Off Peak (related MPAN) | 302.7392 | 0 | 0 | 0 | 0 | 0
Small Non Domestic Unrestricted | 251748.1899 | 0 | 0 | 0 | 0 | 0
Small Non Domestic Two Rate | 87673.495 | 0 | 0 | 0 | 0 | 0
Small Non Domestic Off Peak (related MPAN) | 127.5689 | 0 | 0 | 0 | 0 | 0
LV Medium Non-Domestic | 157132.9214 | 0 | 0 | 0 | 0 | 0
LV Sub Medium Non-Domestic | 16761.0255 | 0 | 0 | 0 | 0 | 0
HV Medium Non-Domestic | 651.4146 | 0 | 0 | 0 | 0 | 0
LV HH Metered | 133619.3345 | 0 | 0 | 0 | 0 | 2537.7686
LV Sub HH Metered | 119354.7365 | 0 | 0 | 0 | 0 | 2516.8033
HV HH Metered | 381172.2251 | 0 | 0 | 0 | 0 | 5873.041
HV Sub HH Metered | 0 | 0 | 0 | 0 | 0 | 0
NHH UMS category A | 2239.5315 | 0 | 0 | 0 | 0 | 0
NHH UMS category B | 1481.2248 | 0 | 0 | 0 | 0 | 0
NHH UMS category C | 317.1637 | 0 | 0 | 0 | 0 | 0
NHH UMS category D | 0 | 0 | 0 | 0 | 0 | 0
LV UMS (Pseudo HH Metered) | 33131.1974 | 0 | 0 | 0 | 0 | 0
LV Generation NHH | 0 | 0 | 0 | 0 | 0 | 0
LV Sub Generation NHH | 0 | 0 | 0 | 0 | 0 | 0
LV Generation Intermittent | 0 | 0 | 0 | 0 | 0 | 0
LV Generation Non-Intermittent | 0 | 0 | 0 | 0 | 0 | 0
LV Sub Generation Intermittent | 0 | 0 | 0 | 0 | 0 | 0
LV Sub Generation Non-Intermittent | 0 | 0 | 0 | 0 | 0 | 0
HV Generation Intermittent | 0 | 0 | 0 | 0 | 0 | 0
HV Generation Non-Intermittent | 0 | 0 | 0 | 0 | 0 | 0
HV Sub Generation Intermittent | 0 | 0 | 0 | 0 | 0 | 0
HV Sub Generation Non-Intermittent | 0 | 0 | 0 | 0 | 0 | 0
3505. Scaler value at which the minimum is breached
Data sources:
x1 = 3503. Unit rate 1 p/kWh scalable part (in Scalable elements of tariff components)
x2 = 3307. Unit rate 1 p/kWh (total) (in Summary of charges before revenue matching)
x3 = 3503. Unit rate 2 p/kWh scalable part (in Scalable elements of tariff components)
x4 = 3307. Unit rate 2 p/kWh (total) (in Summary of charges before revenue matching)
x5 = 3503. Unit rate 3 p/kWh scalable part (in Scalable elements of tariff components)
x6 = 3307. Unit rate 3 p/kWh (total) (in Summary of charges before revenue matching)
x7 = 3503. Fixed charge p/MPAN/day scalable part (in Scalable elements of tariff components)
x8 = 3307. Fixed charge p/MPAN/day (total) (in Summary of charges before revenue matching)
x9 = 3503. Capacity charge p/kVA/day scalable part (in Scalable elements of tariff components)
x10 = 3307. Capacity charge p/kVA/day (total) (in Summary of charges before revenue matching)
x11 = 3503. Reactive power charge p/kVArh scalable part (in Scalable elements of tariff components)
x12 = 3307. Reactive power charge p/kVArh (in Summary of charges before revenue matching)
Kind: | Calculation | Calculation | Calculation | Calculation | Calculation | Calculation
Formula: | =IF(x1,0-x2/x1,0) | =IF(x3,0-x4/x3,0) | =IF(x5,0-x6/x5,0) | =IF(x7,0-x8/x7,0) | =IF(x9,0-x10/x9,0) | =IF(x11,0-x12/x11,0)
| Scaler threshold for Unit rate 1 p/kWh | Scaler threshold for Unit rate 2 p/kWh | Scaler threshold for Unit rate 3 p/kWh | Scaler threshold for Fixed charge p/MPAN/day | Scaler threshold for Capacity charge p/kVA/day | Scaler threshold for Reactive power charge p/kVArh
Domestic Unrestricted | -53.1432 |  |  | 0
Domestic Two Rate | -46.0987 | 0 |  | 0
Domestic Off Peak (related MPAN) | -457.1766
Small Non Domestic Unrestricted | -53.1432 |  |  | 0
Small Non Domestic Two Rate | -50.5961 | 0 |  | 0
Small Non Domestic Off Peak (related MPAN) | -401.4759
LV Medium Non-Domestic | -51.2939 | 0 |  | 0
LV Sub Medium Non-Domestic | -47.8051 | 0 |  | 0
HV Medium Non-Domestic | -27.1164 | 0 |  | 0
LV HH Metered | -33.2652 | 0 | 0 | 0 | 0 | -46.9942
LV Sub HH Metered | -27.9935 | 0 | 0 | 0 | 0 | -37.1748
HV HH Metered | -22.6466 | 0 | 0 | 0 | 0 | -27.9512
HV Sub HH Metered | -20.7081 | 0 | 0 | 0 | 0 | -24.3404
NHH UMS category A | -104.9804
NHH UMS category B | -69.6818
NHH UMS category C | -54.9346
NHH UMS category D | -280.7463
LV UMS (Pseudo HH Metered) | -38.1574 | 0 | 0
LV Generation NHH | -53.1432 |  |  | 0
LV Sub Generation NHH | -49.449 |  |  | 0
LV Generation Intermittent | -53.1432 |  |  | 0 |  | -61.3814
LV Generation Non-Intermittent | -36.5664 | 0 | 0 | 0 |  | -61.3814
LV Sub Generation Intermittent | -49.449 |  |  | 0 |  | -53.1432
LV Sub Generation Non-Intermittent | -34.5831 | 0 | 0 | 0 |  | -53.1432
HV Generation Intermittent | -30.8783 |  |  | 0 |  | -39.3413
HV Generation Non-Intermittent | -24.2181 | 0 | 0 | 0 |  | -39.3413
HV Sub Generation Intermittent | -28.8538 |  |  | 0 |  | -28.8538
HV Sub Generation Non-Intermittent | -23.1313 | 0 | 0 | 0 |  | -28.8538
3506. Constraint-free solution
Data sources:
Special calculation Special calculation
Constraint-free solution
Constraint-free solution | 73.6601
3507. Starting point
Data sources:
Special calculation Special calculation
Starting point
Starting point | -457.1766
3508. Solve for General scaler rate
Data sources:
x1 = 3507. Starting point
x2 = 3505. Scaler threshold for Unit rate 1 p/kWh (in Scaler value at which the minimum is breached)
x3 = 3504. Effect through Unit rate 1 p/kWh (in Marginal revenue effect of scaler)
x4 = Location (in Solve for General scaler rate)
x5 = Kink (in Solve for General scaler rate)
x6 = Ranking before tie break (in Solve for General scaler rate)
x7 = Counter (in Solve for General scaler rate)
x8 = Tie breaker (in Solve for General scaler rate)
x9 = Ranking (in Solve for General scaler rate)
x10 = Kink reordering (in Solve for General scaler rate)
x11 = Starting slopes (in Solve for General scaler rate)
x12 = New slope (in Solve for General scaler rate)
x13 = Location (ordered) (in Solve for General scaler rate)
x14 = Starting values (in Solve for General scaler rate)
x15 = 3403. Revenue shortfall (surplus) £ (in Revenue surplus or shortfall)
x16 = 3506. Constraint-free solution
x17 = Value (in Solve for General scaler rate)
Kind: | Special calculation | Special calculation | Special calculation | Special calculation | Special calculation | Fixed data | Calculation | Special calculation | Special calculation | Special calculation | Special calculation | Special calculation | Special calculation
Formula: | Special calculation | Special calculation | Special calculation | Special calculation | Special calculation |  | =x6*168+x7 | Special calculation | Special calculation | Special calculation | Special calculation | Special calculation | Special calculation
| Location | Kink | Starting slopes | Starting values | Ranking before tie break | Counter | Tie breaker | Ranking | Kink reordering | Location (ordered) | New slope | Value | Root
Starting point | -457.1766 |  |  |  |  | 0 | 0 |  |  | -457.1766 | 0 | -317335097.7961 | 73.6601
Kink 1 | -53.1432 | 1202591.6881 | 0 | -63909578.2207 | 14 | 1 | 2353 | 14 | 3 | -457.1766 | 302.7392 | -317335097.7961
Kink 2 | -46.0987 | 262188.6707 | 0 | -12086553.5287 | 21 | 2 | 3530 | 21 | 6 | -401.4759 | 430.3081 | -317318235.0196
Kink 3 | -457.1766 | 302.7392 | 0 | -138405.2841 | 1 | 3 | 171 | 1 | 17 | -280.7463 | 430.3081 | -317266284.0796
Kink 4 | -53.1432 | 251748.1899 | 0 | -13378705.9988 | 11 | 4 | 1852 | 11 | 14 | -104.9804 | 2669.8396 | -317190650.6098
Kink 5 | -50.5961 | 87673.495 | 0 | -4435939.1591 | 16 | 5 | 2693 | 16 | 15 | -69.6818 | 4151.0644 | -317096408.929
Kink 6 | -401.4759 | 127.5689 | 0 | -51215.8292 | 2 | 6 | 342 | 2 | 161 | -61.3814 | 4151.0644 | -317061953.6237
Kink 7 | -51.2939 | 157132.9214 | 0 | -8059952.6257 | 15 | 7 | 2527 | 15 | 162 | -61.3814 | 4151.0644 | -317061953.6237
Kink 8 | -47.8051 | 16761.0255 | 0 | -801262.7064 | 19 | 8 | 3200 | 19 | 16 | -54.9346 | 4468.228 | -317035192.4667
Kink 9 | -27.1164 | 651.4146 | 0 | -17664.0251 | 35 | 9 | 5889 | 35 | 19 | -53.1432 | 4468.228 | -317027188.0351
Kink 10 | -33.2652 | 133619.3345 | 0 | -4444873.5826 | 28 | 10 | 4714 | 28 | 21 | -53.1432 | 4468.228 | -317027188.0351
Kink 11 | -27.9935 | 119354.7365 | 0 | -3341157.2448 | 33 | 11 | 5555 | 33 | 4 | -53.1432 | 256216.4179 | -317027188.0351
Kink 12 | -22.6466 | 381172.2251 | 0 | -8632268.1652 | 39 | 12 | 6564 | 39 | 163 | -53.1432 | 256216.4179 | -317027188.0351
Kink 13 | -20.7081 | 0 | 0 | 0 | 40 | 13 | 6733 | 40 | 164 | -53.1432 | 256216.4179 | -317027188.0351
Kink 14 | -104.9804 | 2239.5315 | 0 | -235106.9539 | 4 | 14 | 686 | 4 | 1 | -53.1432 | 1458808.106 | -317027188.0351
Kink 15 | -69.6818 | 1481.2248 | 0 | -103214.3937 | 5 | 15 | 855 | 5 | 7 | -51.2939 | 1615941.0274 | -314329333.1832
Kink 16 | -54.9346 | 317.1637 | 0 | -17423.2642 | 8 | 16 | 1360 | 8 | 5 | -50.5961 | 1703614.5224 | -313201850.2801
Kink 17 | -280.7463 | 0 | 0 | 0 | 3 | 17 | 521 | 3 | 20 | -49.449 | 1703614.5224 | -311247586.1767
Kink 18 | -38.1574 | 33131.1974 | 0 | -1264198.7174 | 24 | 18 | 4050 | 24 | 23 | -49.449 | 1703614.5224 | -311247586.1767
Kink 19 | -53.1432 | 0 | 0 | 0 | 9 | 19 | 1531 | 9 | 8 | -47.8051 | 1720375.5479 | -308447039.5648
Kink 20 | -49.449 | 0 | 0 | 0 | 17 | 20 | 2876 | 17 | 150 | -46.9942 | 1722913.3165 | -307051906.0301
Kink 21 | -53.1432 | 0 | 0 | 0 | 9 | 21 | 1533 | 10 | 2 | -46.0987 | 1985101.9872 | -305509075.171
Kink 22 | -36.5664 | 0 | 0 | 0 | 26 | 22 | 4390 | 26 | 165 | -39.3413 | 1985101.9872 | -292095029.0847
Kink 23 | -49.449 | 0 | 0 | 0 | 17 | 23 | 2879 | 18 | 166 | -39.3413 | 1985101.9872 | -292095029.0847
Kink 24 | -34.5831 | 0 | 0 | 0 | 27 | 24 | 4560 | 27 | 18 | -38.1574 | 2018233.1845 | -289744712.1974
Kink 25 | -30.8783 | 0 | 0 | 0 | 29 | 25 | 4897 | 29 | 151 | -37.1748 | 2020749.9879 | -287761768.9455
Kink 26 | -24.2181 | 0 | 0 | 0 | 37 | 26 | 6242 | 37 | 22 | -36.5664 | 2020749.9879 | -286532327.6078
Kink 27 | -28.8538 | 0 | 0 | 0 | 32 | 27 | 5403 | 32 | 24 | -34.5831 | 2020749.9879 | -282524560.8946
Kink 28 | -23.1313 | 0 | 0 | 0 | 38 | 28 | 6412 | 38 | 10 | -33.2652 | 2154369.3224 | -279861366.9314
Kink 29 | 0 | 0 | 0 | 0 | 41 | 29 | 6917 | 41 | 25 | -30.8783 | 2154369.3224 | -274719192.7832
Kink 30 | 0 | 0 | 0 | 0 | 41 | 30 | 6918 | 42 | 167 | -28.8538 | 2154369.3224 | -270357677.2324
Kink 31 | 0 | 0 | 0 | 0 | 41 | 31 | 6919 | 43 | 168 | -28.8538 | 2154369.3224 | -270357677.2324
Kink 32 | 0 | 0 | 0 | 0 | 41 | 32 | 6920 | 44 | 27 | -28.8538 | 2154369.3224 | -270357677.2324
Kink 33 | 0 | 0 | 0 | 0 | 41 | 33 | 6921 | 45 | 11 | -27.9935 | 2273724.0589 | -268504190.817
Kink 34 | 0 | 0 | 0 | 0 | 41 | 34 | 6922 | 46 | 152 | -27.9512 | 2279597.0999 | -268407910.1903
Kink 35 | 0 | 0 | 0 | 0 | 41 | 35 | 6923 | 47 | 9 | -27.1164 | 2280248.5146 | -266505013.8388
Kink 36 | 0 | 0 | 0 | 0 | 41 | 36 | 6924 | 48 | 153 | -24.3404 | 2280248.5146 | -260175085.9262
Kink 37 | 0 | 0 | 0 | 0 | 41 | 37 | 6925 | 49 | 26 | -24.2181 | 2280248.5146 | -259896261.091
Kink 38 | 0 | 0 | 0 | 0 | 41 | 38 | 6926 | 50 | 28 | -23.1313 | 2280248.5146 | -257417881.3733
Kink 39 | 0 | 0 | 0 | 0 | 41 | 39 | 6927 | 51 | 12 | -22.6466 | 2661420.7397 | -256312821.1841
Kink 40 | 0 | 0 | 0 | 0 | 41 | 40 | 6928 | 52 | 13 | -20.7081 | 2661420.7397 | -251153681.5777
Kink 41 | 0 | 0 | 0 | 0 | 41 | 41 | 6929 | 53 | 29 | 0 | 2661420.7397 | -196040597.7284
Kink 42 | 0 | 0 | 0 | 0 | 41 | 42 | 6930 | 54 | 30 | 0 | 2661420.7397 | -196040597.7284
Kink 43 | 0 | 0 | 0 | 0 | 41 | 43 | 6931 | 55 | 31 | 0 | 2661420.7397 | -196040597.7284
Kink 44 | 0 | 0 | 0 | 0 | 41 | 44 | 6932 | 56 | 32 | 0 | 2661420.7397 | -196040597.7284
Kink 45 | 0 | 0 | 0 | 0 | 41 | 45 | 6933 | 57 | 33 | 0 | 2661420.7397 | -196040597.7284
Kink 46 | 0 | 0 | 0 | 0 | 41 | 46 | 6934 | 58 | 34 | 0 | 2661420.7397 | -196040597.7284
Kink 47 | 0 | 0 | 0 | 0 | 41 | 47 | 6935 | 59 | 35 | 0 | 2661420.7397 | -196040597.7284
Kink 48 | 0 | 0 | 0 | 0 | 41 | 48 | 6936 | 60 | 36 | 0 | 2661420.7397 | -196040597.7284
Kink 49 | 0 | 0 | 0 | 0 | 41 | 49 | 6937 | 61 | 37 | 0 | 2661420.7397 | -196040597.7284
Kink 50 | 0 | 0 | 0 | 0 | 41 | 50 | 6938 | 62 | 38 | 0 | 2661420.7397 | -196040597.7284
Kink 51 | 0 | 0 | 0 | 0 | 41 | 51 | 6939 | 63 | 39 | 0 | 2661420.7397 | -196040597.7284
Kink 52 | 0 | 0 | 0 | 0 | 41 | 52 | 6940 | 64 | 40 | 0 | 2661420.7397 | -196040597.7284
Kink 53 | 0 | 0 | 0 | 0 | 41 | 53 | 6941 | 65 | 41 | 0 | 2661420.7397 | -196040597.7284
Kink 54 | 0 | 0 | 0 | 0 | 41 | 54 | 6942 | 66 | 42 | 0 | 2661420.7397 | -196040597.7284
Kink 55 | 0 | 0 | 0 | 0 | 41 | 55 | 6943 | 67 | 43 | 0 | 2661420.7397 | -196040597.7284
Kink 56 | 0 | 0 | 0 | 0 | 41 | 56 | 6944 | 68 | 44 | 0 | 2661420.7397 | -196040597.7284
Kink 57 | 0 | 0 | 0 | 0 | 41 | 57 | 6945 | 69 | 45 | 0 | 2661420.7397 | -196040597.7284
Kink 58 | 0 | 0 | 0 | 0 | 41 | 58 | 6946 | 70 | 46 | 0 | 2661420.7397 | -196040597.7284
Kink 59 | 0 | 0 | 0 | 0 | 41 | 59 | 6947 | 71 | 47 | 0 | 2661420.7397 | -196040597.7284
Kink 60 | 0 | 0 | 0 | 0 | 41 | 60 | 6948 | 72 | 48 | 0 | 2661420.7397 | -196040597.7284
Kink 61 | 0 | 0 | 0 | 0 | 41 | 61 | 6949 | 73 | 49 | 0 | 2661420.7397 | -196040597.7284
Kink 62 | 0 | 0 | 0 | 0 | 41 | 62 | 6950 | 74 | 50 | 0 | 2661420.7397 | -196040597.7284
Kink 63 | 0 | 0 | 0 | 0 | 41 | 63 | 6951 | 75 | 51 | 0 | 2661420.7397 | -196040597.7284
Kink 64 | 0 | 0 | 0 | 0 | 41 | 64 | 6952 | 76 | 52 | 0 | 2661420.7397 | -196040597.7284
Kink 65 | 0 | 0 | 0 | 0 | 41 | 65 | 6953 | 77 | 53 | 0 | 2661420.7397 | -196040597.7284
Kink 66 | 0 | 0 | 0 | 0 | 41 | 66 | 6954 | 78 | 54 | 0 | 2661420.7397 | -196040597.7284
Kink 67 | 0 | 0 | 0 | 0 | 41 | 67 | 6955 | 79 | 55 | 0 | 2661420.7397 | -196040597.7284
Kink 68 | 0 | 0 | 0 | 0 | 41 | 68 | 6956 | 80 | 56 | 0 | 2661420.7397 | -196040597.7284
Kink 69 | 0 | 0 | 0 | 0 | 41 | 69 | 6957 | 81 | 57 | 0 | 2661420.7397 | -196040597.7284
Kink 70 | 0 | 0 | 0 | 0 | 41 | 70 | 6958 | 82 | 58 | 0 | 2661420.7397 | -196040597.7284
Kink 71 | 0 | 0 | 0 | 0 | 41 | 71 | 6959 | 83 | 59 | 0 | 2661420.7397 | -196040597.7284
Kink 72 | 0 | 0 | 0 | 0 | 41 | 72 | 6960 | 84 | 60 | 0 | 2661420.7397 | -196040597.7284
Kink 73 | 0 | 0 | 0 | 0 | 41 | 73 | 6961 | 85 | 61 | 0 | 2661420.7397 | -196040597.7284
Kink 74 | 0 | 0 | 0 | 0 | 41 | 74 | 6962 | 86 | 62 | 0 | 2661420.7397 | -196040597.7284
Kink 75 | 0 | 0 | 0 | 0 | 41 | 75 | 6963 | 87 | 63 | 0 | 2661420.7397 | -196040597.7284
Kink 76 | 0 | 0 | 0 | 0 | 41 | 76 | 6964 | 88 | 64 | 0 | 2661420.7397 | -196040597.7284
Kink 77 | 0 | 0 | 0 | 0 | 41 | 77 | 6965 | 89 | 65 | 0 | 2661420.7397 | -196040597.7284
Kink 78 | 0 | 0 | 0 | 0 | 41 | 78 | 6966 | 90 | 66 | 0 | 2661420.7397 | -196040597.7284
Kink 79 | 0 | 0 | 0 | 0 | 41 | 79 | 6967 | 91 | 67 | 0 | 2661420.7397 | -196040597.7284
Kink 80 | 0 | 0 | 0 | 0 | 41 | 80 | 6968 | 92 | 68 | 0 | 2661420.7397 | -196040597.7284
Kink 81 | 0 | 0 | 0 | 0 | 41 | 81 | 6969 | 93 | 69 | 0 | 2661420.7397 | -196040597.7284
Kink 82 | 0 | 0 | 0 | 0 | 41 | 82 | 6970 | 94 | 70 | 0 | 2661420.7397 | -196040597.7284
Kink 83 | 0 | 0 | 0 | 0 | 41 | 83 | 6971 | 95 | 71 | 0 | 2661420.7397 | -196040597.7284
Kink 84 | 0 | 0 | 0 | 0 | 41 | 84 | 6972 | 96 | 72 | 0 | 2661420.7397 | -196040597.7284
Kink 85 | 0 | 0 | 0 | 0 | 41 | 85 | 6973 | 97 | 73 | 0 | 2661420.7397 | -196040597.7284
Kink 86 | 0 | 0 | 0 | 0 | 41 | 86 | 6974 | 98 | 74 | 0 | 2661420.7397 | -196040597.7284
Kink 87 | 0 | 0 | 0 | 0 | 41 | 87 | 6975 | 99 | 75 | 0 | 2661420.7397 | -196040597.7284
Kink 88 | 0 | 0 | 0 | 0 | 41 | 88 | 6976 | 100 | 76 | 0 | 2661420.7397 | -196040597.7284
Kink 89 | 0 | 0 | 0 | 0 | 41 | 89 | 6977 | 101 | 77 | 0 | 2661420.7397 | -196040597.7284
Kink 90 | 0 | 0 | 0 | 0 | 41 | 90 | 6978 | 102 | 78 | 0 | 2661420.7397 | -196040597.7284
Kink 91 | 0 | 0 | 0 | 0 | 41 | 91 | 6979 | 103 | 79 | 0 | 2661420.7397 | -196040597.7284
Kink 92 | 0 | 0 | 0 | 0 | 41 | 92 | 6980 | 104 | 80 | 0 | 2661420.7397 | -196040597.7284
Kink 93 | 0 | 0 | 0 | 0 | 41 | 93 | 6981 | 105 | 81 | 0 | 2661420.7397 | -196040597.7284
Kink 94 | 0 | 0 | 0 | 0 | 41 | 94 | 6982 | 106 | 82 | 0 | 2661420.7397 | -196040597.7284
Kink 95 | 0 | 0 | 0 | 0 | 41 | 95 | 6983 | 107 | 83 | 0 | 2661420.7397 | -196040597.7284
Kink 96 | 0 | 0 | 0 | 0 | 41 | 96 | 6984 | 108 | 84 | 0 | 2661420.7397 | -196040597.7284
Kink 97 | 0 | 0 | 0 | 0 | 41 | 97 | 6985 | 109 | 85 | 0 | 2661420.7397 | -196040597.7284
Kink 98 | 0 | 0 | 0 | 0 | 41 | 98 | 6986 | 110 | 86 | 0 | 2661420.7397 | -196040597.7284
Kink 99 | 0 | 0 | 0 | 0 | 41 | 99 | 6987 | 111 | 87 | 0 | 2661420.7397 | -196040597.7284
Kink 100 | 0 | 0 | 0 | 0 | 41 | 100 | 6988 | 112 | 88 | 0 | 2661420.7397 | -196040597.7284
Kink 101 | 0 | 0 | 0 | 0 | 41 | 101 | 6989 | 113 | 89 | 0 | 2661420.7397 | -196040597.7284
Kink 102 | 0 | 0 | 0 | 0 | 41 | 102 | 6990 | 114 | 90 | 0 | 2661420.7397 | -196040597.7284
Kink 103 | 0 | 0 | 0 | 0 | 41 | 103 | 6991 | 115 | 91 | 0 | 2661420.7397 | -196040597.7284
Kink 104 | 0 | 0 | 0 | 0 | 41 | 104 | 6992 | 116 | 92 | 0 | 2661420.7397 | -196040597.7284
Kink 105 | 0 | 0 | 0 | 0 | 41 | 105 | 6993 | 117 | 93 | 0 | 2661420.7397 | -196040597.7284
Kink 106 | 0 | 0 | 0 | 0 | 41 | 106 | 6994 | 118 | 94 | 0 | 2661420.7397 | -196040597.7284
Kink 107 | 0 | 0 | 0 | 0 | 41 | 107 | 6995 | 119 | 95 | 0 | 2661420.7397 | -196040597.7284
Kink 108 | 0 | 0 | 0 | 0 | 41 | 108 | 6996 | 120 | 96 | 0 | 2661420.7397 | -196040597.7284
Kink 109 | 0 | 0 | 0 | 0 | 41 | 109 | 6997 | 121 | 97 | 0 | 2661420.7397 | -196040597.7284
Kink 110 | 0 | 0 | 0 | 0 | 41 | 110 | 6998 | 122 | 98 | 0 | 2661420.7397 | -196040597.7284
Kink 111 | 0 | 0 | 0 | 0 | 41 | 111 | 6999 | 123 | 99 | 0 | 2661420.7397 | -196040597.7284
Kink 112 | 0 | 0 | 0 | 0 | 41 | 112 | 7000 | 124 | 100 | 0 | 2661420.7397 | -196040597.7284
Kink 113 | 0 | 0 | 0 | 0 | 41 | 113 | 7001 | 125 | 101 | 0 | 2661420.7397 | -196040597.7284
Kink 114 | 0 | 0 | 0 | 0 | 41 | 114 | 7002 | 126 | 102 | 0 | 2661420.7397 | -196040597.7284
Kink 115 | 0 | 0 | 0 | 0 | 41 | 115 | 7003 | 127 | 103 | 0 | 2661420.7397 | -196040597.7284
Kink 116 | 0 | 0 | 0 | 0 | 41 | 116 | 7004 | 128 | 104 | 0 | 2661420.7397 | -196040597.7284
Kink 117 | 0 | 0 | 0 | 0 | 41 | 117 | 7005 | 129 | 105 | 0 | 2661420.7397 | -196040597.7284
Kink 118 | 0 | 0 | 0 | 0 | 41 | 118 | 7006 | 130 | 106 | 0 | 2661420.7397 | -196040597.7284
Kink 119 | 0 | 0 | 0 | 0 | 41 | 119 | 7007 | 131 | 107 | 0 | 2661420.7397 | -196040597.7284
Kink 120 | 0 | 0 | 0 | 0 | 41 | 120 | 7008 | 132 | 108 | 0 | 2661420.7397 | -196040597.7284
Kink 121 | 0 | 0 | 0 | 0 | 41 | 121 | 7009 | 133 | 109 | 0 | 2661420.7397 | -196040597.7284
Kink 122 | 0 | 0 | 0 | 0 | 41 | 122 | 7010 | 134 | 110 | 0 | 2661420.7397 | -196040597.7284
Kink 123 | 0 | 0 | 0 | 0 | 41 | 123 | 7011 | 135 | 111 | 0 | 2661420.7397 | -196040597.7284
Kink 124 | 0 | 0 | 0 | 0 | 41 | 124 | 7012 | 136 | 112 | 0 | 2661420.7397 | -196040597.7284
Kink 125 | 0 | 0 | 0 | 0 | 41 | 125 | 7013 | 137 | 113 | 0 | 2661420.7397 | -196040597.7284
Kink 126 | 0 | 0 | 0 | 0 | 41 | 126 | 7014 | 138 | 114 | 0 | 2661420.7397 | -196040597.7284
Kink 127 | 0 | 0 | 0 | 0 | 41 | 127 | 7015 | 139 | 115 | 0 | 2661420.7397 | -196040597.7284
Kink 128 | 0 | 0 | 0 | 0 | 41 | 128 | 7016 | 140 | 116 | 0 | 2661420.7397 | -196040597.7284
Kink 129 | 0 | 0 | 0 | 0 | 41 | 129 | 7017 | 141 | 117 | 0 | 2661420.7397 | -196040597.7284
Kink 130 | 0 | 0 | 0 | 0 | 41 | 130 | 7018 | 142 | 118 | 0 | 2661420.7397 | -196040597.7284
Kink 131 | 0 | 0 | 0 | 0 | 41 | 131 | 7019 | 143 | 119 | 0 | 2661420.7397 | -196040597.7284
Kink 132 | 0 | 0 | 0 | 0 | 41 | 132 | 7020 | 144 | 120 | 0 | 2661420.7397 | -196040597.7284
Kink 133 | 0 | 0 | 0 | 0 | 41 | 133 | 7021 | 145 | 121 | 0 | 2661420.7397 | -196040597.7284
Kink 134 | 0 | 0 | 0 | 0 | 41 | 134 | 7022 | 146 | 122 | 0 | 2661420.7397 | -196040597.7284
Kink 135 | 0 | 0 | 0 | 0 | 41 | 135 | 7023 | 147 | 123 | 0 | 2661420.7397 | -196040597.7284
Kink 136 | 0 | 0 | 0 | 0 | 41 | 136 | 7024 | 148 | 124 | 0 | 2661420.7397 | -196040597.7284
Kink 137 | 0 | 0 | 0 | 0 | 41 | 137 | 7025 | 149 | 125 | 0 | 2661420.7397 | -196040597.7284
Kink 138 | 0 | 0 | 0 | 0 | 41 | 138 | 7026 | 150 | 126 | 0 | 2661420.7397 | -196040597.7284
Kink 139 | 0 | 0 | 0 | 0 | 41 | 139 | 7027 | 151 | 127 | 0 | 2661420.7397 | -196040597.7284
Kink 140 | 0 | 0 | 0 | 0 | 41 | 140 | 7028 | 152 | 128 | 0 | 2661420.7397 | -196040597.7284
Kink 141 | 0 | 0 | 0 | 0 | 41 | 141 | 7029 | 153 | 129 | 0 | 2661420.7397 | -196040597.7284
Kink 142 | 0 | 0 | 0 | 0 | 41 | 142 | 7030 | 154 | 130 | 0 | 2661420.7397 | -196040597.7284
Kink 143 | 0 | 0 | 0 | 0 | 41 | 143 | 7031 | 155 | 131 | 0 | 2661420.7397 | -196040597.7284
Kink 144 | 0 | 0 | 0 | 0 | 41 | 144 | 7032 | 156 | 132 | 0 | 2661420.7397 | -196040597.7284
Kink 145 | 0 | 0 | 0 | 0 | 41 | 145 | 7033 | 157 | 133 | 0 | 2661420.7397 | -196040597.7284
Kink 146 | 0 | 0 | 0 | 0 | 41 | 146 | 7034 | 158 | 134 | 0 | 2661420.7397 | -196040597.7284
Kink 147 | 0 | 0 | 0 | 0 | 41 | 147 | 7035 | 159 | 135 | 0 | 2661420.7397 | -196040597.7284
Kink 148 | 0 | 0 | 0 | 0 | 41 | 148 | 7036 | 160 | 136 | 0 | 2661420.7397 | -196040597.7284
Kink 149 | 0 | 0 | 0 | 0 | 41 | 149 | 7037 | 161 | 137 | 0 | 2661420.7397 | -196040597.7284
Kink 150 | -46.9942 | 2537.7686 | 0 | -119260.3154 | 20 | 150 | 3510 | 20 | 138 | 0 | 2661420.7397 | -196040597.7284
Kink 151 | -37.1748 | 2516.8033 | 0 | -93561.7511 | 25 | 151 | 4351 | 25 | 139 | 0 | 2661420.7397 | -196040597.7284
Kink 152 | -27.9512 | 5873.041 | 0 | -164158.3015 | 34 | 152 | 5864 | 34 | 140 | 0 | 2661420.7397 | -196040597.7284
Kink 153 | -24.3404 | 0 | 0 | 0 | 36 | 153 | 6201 | 36 | 141 | 0 | 2661420.7397 | -196040597.7284
Kink 154 | 0 | 0 | 0 | 0 | 41 | 154 | 7042 | 162 | 142 | 0 | 2661420.7397 | -196040597.7284
Kink 155 | 0 | 0 | 0 | 0 | 41 | 155 | 7043 | 163 | 143 | 0 | 2661420.7397 | -196040597.7284
Kink 156 | 0 | 0 | 0 | 0 | 41 | 156 | 7044 | 164 | 144 | 0 | 2661420.7397 | -196040597.7284
Kink 157 | 0 | 0 | 0 | 0 | 41 | 157 | 7045 | 165 | 145 | 0 | 2661420.7397 | -196040597.7284
Kink 158 | 0 | 0 | 0 | 0 | 41 | 158 | 7046 | 166 | 146 | 0 | 2661420.7397 | -196040597.7284
Kink 159 | 0 | 0 | 0 | 0 | 41 | 159 | 7047 | 167 | 147 | 0 | 2661420.7397 | -196040597.7284
Kink 160 | 0 | 0 | 0 | 0 | 41 | 160 | 7048 | 168 | 148 | 0 | 2661420.7397 | -196040597.7284
Kink 161 | -61.3814 | 0 | 0 | 0 | 6 | 161 | 1169 | 6 | 149 | 0 | 2661420.7397 | -196040597.7284
Kink 162 | -61.3814 | 0 | 0 | 0 | 6 | 162 | 1170 | 7 | 154 | 0 | 2661420.7397 | -196040597.7284
Kink 163 | -53.1432 | 0 | 0 | 0 | 11 | 163 | 2011 | 12 | 155 | 0 | 2661420.7397 | -196040597.7284
Kink 164 | -53.1432 | 0 | 0 | 0 | 11 | 164 | 2012 | 13 | 156 | 0 | 2661420.7397 | -196040597.7284
Kink 165 | -39.3413 | 0 | 0 | 0 | 22 | 165 | 3861 | 22 | 157 | 0 | 2661420.7397 | -196040597.7284
Kink 166 | -39.3413 | 0 | 0 | 0 | 22 | 166 | 3862 | 23 | 158 | 0 | 2661420.7397 | -196040597.7284
Kink 167 | -28.8538 | 0 | 0 | 0 | 30 | 167 | 5207 | 30 | 159 | 0 | 2661420.7397 | -196040597.7284
Kink 168 | -28.8538 | 0 | 0 | 0 | 30 | 168 | 5208 | 31 | 160 | 0 | 2661420.7397 | -196040597.7284
3509. General scaler rate
Data sources:
x1 = 3508. Root (in Solve for General scaler rate)
Optimisation result =MIN(x1)
General scaler rate
General scaler rate | 73.6601
3510. Scaler
Data sources:
x1 = 2302. Load coefficient
x2 = 3503. Unit rate 1 p/kWh scalable part (in Scalable elements of tariff components)
x3 = 3509. General scaler rate
x4 = 3307. Unit rate 1 p/kWh (total) (in Summary of charges before revenue matching)
x5 = 3503. Unit rate 2 p/kWh scalable part (in Scalable elements of tariff components)
x6 = 3307. Unit rate 2 p/kWh (total) (in Summary of charges before revenue matching)
x7 = 3503. Unit rate 3 p/kWh scalable part (in Scalable elements of tariff components)
x8 = 3307. Unit rate 3 p/kWh (total) (in Summary of charges before revenue matching)
x9 = 3503. Fixed charge p/MPAN/day scalable part (in Scalable elements of tariff components)
x10 = 3307. Fixed charge p/MPAN/day (total) (in Summary of charges before revenue matching)
x11 = 3503. Capacity charge p/kVA/day scalable part (in Scalable elements of tariff components)
x12 = 3307. Capacity charge p/kVA/day (total) (in Summary of charges before revenue matching)
x13 = 3503. Reactive power charge p/kVArh scalable part (in Scalable elements of tariff components)
x14 = 3307. Reactive power charge p/kVArh (in Summary of charges before revenue matching)
x15 = 1010. Days in the charging year (in Financial and general assumptions)
x16 = Fixed charge p/MPAN/day scaler (in Scaler)
x17 = 2305. MPANs (in Equivalent volume for each end user)
x18 = Capacity charge p/kVA/day scaler (in Scaler)
x19 = 2305. Import capacity (kVA) (in Equivalent volume for each end user)
x20 = Unit rate 1 p/kWh scaler (in Scaler)
x21 = 2305. Rate 1 units (MWh) (in Equivalent volume for each end user)
x22 = Unit rate 2 p/kWh scaler (in Scaler)
x23 = 2305. Rate 2 units (MWh) (in Equivalent volume for each end user)
x24 = Unit rate 3 p/kWh scaler (in Scaler)
x25 = 2305. Rate 3 units (MWh) (in Equivalent volume for each end user)
x26 = Reactive power charge p/kVArh scaler (in Scaler)
x27 = 2305. Reactive power units (MVArh) (in Equivalent volume for each end user)
Kind: | Calculation | Calculation | Calculation | Calculation | Calculation | Calculation | Calculation
Formula: | =IF(x1<0,0,IF(x2*x3+x4>0,x2*x3,0-x4)) | =IF(x1<0,0,IF(x5*x3+x6>0,x5*x3,0-x6)) | =IF(x1<0,0,IF(x7*x3+x8>0,x7*x3,0-x8)) | =IF(x1<0,0,IF(x9*x3+x10>0,x9*x3,0-x10)) | =IF(x1<0,0,IF(x11*x3+x12>0,x11*x3,0-x12)) | =IF(x1<0,0,IF(x13*x3+x14>0,x13*x3,0-x14)) | =0.01*x15*(x16*x17+x18*x19)+10*(x20*x21+x22*x23+x24*x25+x26*x27)
| Unit rate 1 p/kWh scaler | Unit rate 2 p/kWh scaler | Unit rate 3 p/kWh scaler | Fixed charge p/MPAN/day scaler | Capacity charge p/kVA/day scaler | Reactive power charge p/kVArh scaler | Net revenues by tariff from scaler
Domestic Unrestricted | 2.086 | 0 | 0 | 0 | 0 | 0 | 88583060.1081
Domestic Two Rate | 2.6824 | 0 | 0 | 0 | 0 | 0 | 19312851.5725
Domestic Off Peak (related MPAN) | 0.030535 | 0 | 0 | 0 | 0 | 0 | 22299.8119
Small Non Domestic Unrestricted | 1.5845 | 0 | 0 | 0 | 0 | 0 | 18543804.3976
Small Non Domestic Two Rate | 1.8304 | 0 | 0 | 0 | 0 | 0 | 6458041.043
Small Non Domestic Off Peak (related MPAN) | 0.036101 | 0 | 0 | 0 | 0 | 0 | 9396.7401
LV Medium Non-Domestic | 1.6308 | 0 | 0 | 0 | 0 | 0 | 11574431.4209
LV Sub Medium Non-Domestic | 1.5969 | 0 | 0 | 0 | 0 | 0 | 1234619.3187
HV Medium Non-Domestic | 2.0806 | 0 | 0 | 0 | 0 | 0 | 47983.2877
LV HH Metered | 18.2688 | 0 | 0 | 0 | 0 | 0.25139 | 10029349.9191
LV Sub HH Metered | 17.7323 | 0 | 0 | 0 | 0 | 0.22903 | 8977073.4703
HV HH Metered | 15.841 | 0 | 0 | 0 | 0 | 0.19789 | 28509804.6257
HV Sub HH Metered | 14.7038 | 0 | 0 | 0 | 0 | 0.15292 | 0
NHH UMS category A | 0.98362 | 0 | 0 | 0 | 0 | 0 | 164964.179
NHH UMS category B | 1.8712 | 0 | 0 | 0 | 0 | 0 | 109107.2103
NHH UMS category C | 3.5974 | 0 | 0 | 0 | 0 | 0 | 23362.3164
NHH UMS category D | 0.29431 | 0 | 0 | 0 | 0 | 0 | 0
LV UMS (Pseudo HH Metered) | 56.1946 | 0 | 0 | 0 | 0 | 0 | 2440448.3071
LV Generation NHH | 0 | 0 | 0 | 0 | 0 | 0 | 0
LV Sub Generation NHH | 0 | 0 | 0 | 0 | 0 | 0 | 0
LV Generation Intermittent | 0 | 0 | 0 | 0 | 0 | 0 | 0
LV Generation Non-Intermittent | 0 | 0 | 0 | 0 | 0 | 0 | 0
LV Sub Generation Intermittent | 0 | 0 | 0 | 0 | 0 | 0 | 0
LV Sub Generation Non-Intermittent | 0 | 0 | 0 | 0 | 0 | 0 | 0
HV Generation Intermittent | 0 | 0 | 0 | 0 | 0 | 0 | 0
HV Generation Non-Intermittent | 0 | 0 | 0 | 0 | 0 | 0 | 0
HV Sub Generation Intermittent | 0 | 0 | 0 | 0 | 0 | 0 | 0
HV Sub Generation Non-Intermittent | 0 | 0 | 0 | 0 | 0 | 0 | 0

## Adjust
Tariff component adjustment and rounding for WPD South West in (DCP66A Forecast)
3601. Tariffs before rounding
Data sources:
x1 = 3307. Unit rate 1 p/kWh (total) (in Summary of charges before revenue matching)
x2 = 3510. Unit rate 1 p/kWh scaler (in Scaler)
x3 = 3307. Unit rate 2 p/kWh (total) (in Summary of charges before revenue matching)
x4 = 3510. Unit rate 2 p/kWh scaler (in Scaler)
x5 = 3307. Unit rate 3 p/kWh (total) (in Summary of charges before revenue matching)
x6 = 3510. Unit rate 3 p/kWh scaler (in Scaler)
x7 = 3307. Fixed charge p/MPAN/day (total) (in Summary of charges before revenue matching)
x8 = 3510. Fixed charge p/MPAN/day scaler (in Scaler)
x9 = 3307. Capacity charge p/kVA/day (total) (in Summary of charges before revenue matching)
x10 = 3510. Capacity charge p/kVA/day scaler (in Scaler)
x11 = 3307. Reactive power charge p/kVArh (in Summary of charges before revenue matching)
x12 = 3510. Reactive power charge p/kVArh scaler (in Scaler)
Kind: | Calculation | Calculation | Calculation | Calculation | Calculation | Calculation
Formula: | =x1+x2 | =x3+x4 | =x5+x6 | =x7+x8 | =x9+x10 | =x11+x12
| Unit rate 1 p/kWh | Unit rate 2 p/kWh | Unit rate 3 p/kWh | Fixed charge p/MPAN/day | Capacity charge p/kVA/day | Reactive power charge p/kVArh
Domestic Unrestricted | 3.591 |  |  | 4.2554
Domestic Two Rate | 4.3611 | 0.2592 |  | 4.2554
Domestic Off Peak (related MPAN) | 0.22005
Small Non Domestic Unrestricted | 2.7277 |  |  | 6.7694
Small Non Domestic Two Rate | 3.0876 | 0.23756 |  | 6.7694
Small Non Domestic Off Peak (related MPAN) | 0.23286
LV Medium Non-Domestic | 2.7664 | 0.22871 |  | 35.9116
LV Sub Medium Non-Domestic | 2.6332 | 0.20573 |  | 22.3598
HV Medium Non-Domestic | 2.8465 | 0.1339 |  | 150.6425
LV HH Metered | 26.5191 | 0.28983 | 0.16255 | 8.5323 | 2.6095 | 0.41177
LV Sub HH Metered | 24.4712 | 0.17216 | 0.11699 | 6.2666 | 2.8872 | 0.34462
HV HH Metered | 20.7113 | 0.073298 | 0.071557 | 63.8505 | 2.228 | 0.27299
HV Sub HH Metered | 18.8375 | 0.034753 | 0.053983 | 63.8505 | 1.5654 | 0.20345
NHH UMS category A | 2.3855
NHH UMS category B | 3.6413
NHH UMS category C | 6.2804
NHH UMS category D | 1.4161
LV UMS (Pseudo HH Metered) | 85.3045 | 1.0622 | 0.78579
LV Generation NHH | -0.65944 |  |  | 0
LV Sub Generation NHH | -0.60852 |  |  | 0
LV Generation Intermittent | -0.65944 |  |  | 0 |  | 0.14938
LV Generation Non-Intermittent | -7.6145 | -0.30247 | -0.15857 | 0 |  | 0.14938
LV Sub Generation Intermittent | -0.60852 |  |  | 0 |  | 0.12826
LV Sub Generation Non-Intermittent | -7.1419 | -0.26474 | -0.14409 | 0 |  | 0.12826
HV Generation Intermittent | -0.3754 |  |  | 31.3788 |  | 0.093806
HV Generation Non-Intermittent | -4.9411 | -0.097116 | -0.07819 | 31.3788 |  | 0.093806
HV Sub Generation Intermittent | -0.34322 |  |  | 31.3788 |  | 0.067314
HV Sub Generation Non-Intermittent | -4.6174 | -0.076357 | -0.069529 | 31.3788 |  | 0.067314
3602. Decimal places
| Unit rate 1 p/kWh | Unit rate 2 p/kWh | Unit rate 3 p/kWh | Fixed charge p/MPAN/day | Capacity charge p/kVA/day | Reactive power charge p/kVArh
Decimal places | 3 | 3 | 3 | 2 | 2 | 3
3603. Tariff rounding
Data sources:
x1 = 3601. Unit rate 1 p/kWh before rounding (in Tariffs before rounding)
x2 = 3602. Unit rate 1 p/kWh decimal places (in Decimal places)
x3 = 3601. Unit rate 2 p/kWh before rounding (in Tariffs before rounding)
x4 = 3602. Unit rate 2 p/kWh decimal places (in Decimal places)
x5 = 3601. Unit rate 3 p/kWh before rounding (in Tariffs before rounding)
x6 = 3602. Unit rate 3 p/kWh decimal places (in Decimal places)
x7 = 3601. Fixed charge p/MPAN/day before rounding (in Tariffs before rounding)
x8 = 3602. Fixed charge p/MPAN/day decimal places (in Decimal places)
x9 = 3601. Capacity charge p/kVA/day before rounding (in Tariffs before rounding)
x10 = 3602. Capacity charge p/kVA/day decimal places (in Decimal places)
x11 = 3601. Reactive power charge p/kVArh before rounding (in Tariffs before rounding)
x12 = 3602. Reactive power charge p/kVArh decimal places (in Decimal places)
Kind: | Calculation | Calculation | Calculation | Calculation | Calculation | Calculation
Formula: | =ROUND(x1,x2)-x1 | =ROUND(x3,x4)-x3 | =ROUND(x5,x6)-x5 | =ROUND(x7,x8)-x7 | =ROUND(x9,x10)-x9 | =ROUND(x11,x12)-x11
| Unit rate 1 p/kWh | Unit rate 2 p/kWh | Unit rate 3 p/kWh | Fixed charge p/MPAN/day | Capacity charge p/kVA/day | Reactive power charge p/kVArh
Domestic Unrestricted | -5.38e-06 |  |  | 0.0046466
Domestic Two Rate | -0.00011164 | -0.00019508 |  | 0.0046466
Domestic Off Peak (related MPAN) | -5.2756e-05
Small Non Domestic Unrestricted | 0.00029118 |  |  | 0.00062356
Small Non Domestic Two Rate | 0.00035011 | 0.00044328 |  | 0.00062356
Small Non Domestic Off Peak (related MPAN) | 0.00013508
LV Medium Non-Domestic | -0.0004258 | 0.00029174 |  | -0.001636
LV Sub Medium Non-Domestic | -0.00024316 | 0.00027114 |  | 0.00024439
HV Medium Non-Domestic | -0.00046445 | 0.00010142 |  | -0.0025193
LV HH Metered | -6.0481e-05 | 0.00017422 | 0.00045451 | -0.0022779 | 0.0004768 | 0.00022932
LV Sub HH Metered | -0.00021034 | -0.00015813 | 1.4272e-05 | 0.0034355 | 0.0028357 | 0.00038352
HV HH Metered | -0.00028674 | -0.00029787 | 0.00044344 | -0.000514 | 0.0019724 | 1.49e-05
HV Sub HH Metered | -0.00049837 | 0.00024743 | 1.6705e-05 | -0.000514 | 0.0046206 | -0.00044896
NHH UMS category A | -0.00047496
NHH UMS category B | -0.00030428
NHH UMS category C | -0.00035229
NHH UMS category D | -5.4108e-05
LV UMS (Pseudo HH Metered) | 0.00047928 | -0.00015439 | 0.00020662
LV Generation NHH | 0.00043682 |  |  | 0
LV Sub Generation NHH | -0.0004838 |  |  | 0
LV Generation Intermittent | 0.00043682 |  |  | 0 |  | -0.00038178
LV Generation Non-Intermittent | -0.00049674 | 0.00047185 | -0.00043038 | 0 |  | -0.00038178
LV Sub Generation Intermittent | -0.0004838 |  |  | 0 |  | -0.00026187
LV Sub Generation Non-Intermittent | -0.0001217 | -0.00026183 | 9.328e-05 | 0 |  | -0.00026187
HV Generation Intermittent | 0.00040447 |  |  | 0.0012244 |  | 0.0001942
HV Generation Non-Intermittent | 5.8859e-05 | 0.0001157 | 0.00019023 | 0.0012244 |  | 0.0001942
HV Sub Generation Intermittent | 0.00021579 |  |  | 0.0012244 |  | -0.00031354
HV Sub Generation Non-Intermittent | 0.00038894 | 0.00035676 | -0.00047129 | 0.0012244 |  | -0.00031354
3604. All the way tariffs
Data sources:
x1 = 3601. Unit rate 1 p/kWh before rounding (in Tariffs before rounding)
x2 = 3603. Unit rate 1 p/kWh rounding (in Tariff rounding)
x3 = 3601. Unit rate 2 p/kWh before rounding (in Tariffs before rounding)
x4 = 3603. Unit rate 2 p/kWh rounding (in Tariff rounding)
x5 = 3601. Unit rate 3 p/kWh before rounding (in Tariffs before rounding)
x6 = 3603. Unit rate 3 p/kWh rounding (in Tariff rounding)
x7 = 3601. Fixed charge p/MPAN/day before rounding (in Tariffs before rounding)
x8 = 3603. Fixed charge p/MPAN/day rounding (in Tariff rounding)
x9 = 3601. Capacity charge p/kVA/day before rounding (in Tariffs before rounding)
x10 = 3603. Capacity charge p/kVA/day rounding (in Tariff rounding)
x11 = 3601. Reactive power charge p/kVArh before rounding (in Tariffs before rounding)
x12 = 3603. Reactive power charge p/kVArh rounding (in Tariff rounding)
Kind: | Calculation | Calculation | Calculation | Calculation | Calculation | Calculation
Formula: | =x1+x2 | =x3+x4 | =x5+x6 | =x7+x8 | =x9+x10 | =x11+x12
| Unit rate 1 p/kWh | Unit rate 2 p/kWh | Unit rate 3 p/kWh | Fixed charge p/MPAN/day | Capacity charge p/kVA/day | Reactive power charge p/kVArh
Domestic Unrestricted | 3.591 |  |  | 4.26
Domestic Two Rate | 4.361 | 0.259 |  | 4.26
Domestic Off Peak (related MPAN) | 0.22
Small Non Domestic Unrestricted | 2.728 |  |  | 6.77
Small Non Domestic Two Rate | 3.088 | 0.238 |  | 6.77
Small Non Domestic Off Peak (related MPAN) | 0.233
LV Medium Non-Domestic | 2.766 | 0.229 |  | 35.91
LV Sub Medium Non-Domestic | 2.633 | 0.206 |  | 22.36
HV Medium Non-Domestic | 2.846 | 0.134 |  | 150.64
LV HH Metered | 26.519 | 0.29 | 0.163 | 8.53 | 2.61 | 0.412
LV Sub HH Metered | 24.471 | 0.172 | 0.117 | 6.27 | 2.89 | 0.345
HV HH Metered | 20.711 | 0.073 | 0.072 | 63.85 | 2.23 | 0.273
HV Sub HH Metered | 18.837 | 0.035 | 0.054 | 63.85 | 1.57 | 0.203
NHH UMS category A | 2.385
NHH UMS category B | 3.641
NHH UMS category C | 6.28
NHH UMS category D | 1.416
LV UMS (Pseudo HH Metered) | 85.305 | 1.062 | 0.786
LV Generation NHH | -0.659 |  |  | 0
LV Sub Generation NHH | -0.609 |  |  | 0
LV Generation Intermittent | -0.659 |  |  | 0 |  | 0.149
LV Generation Non-Intermittent | -7.615 | -0.302 | -0.159 | 0 |  | 0.149
LV Sub Generation Intermittent | -0.609 |  |  | 0 |  | 0.128
LV Sub Generation Non-Intermittent | -7.142 | -0.265 | -0.144 | 0 |  | 0.128
HV Generation Intermittent | -0.375 |  |  | 31.38 |  | 0.094
HV Generation Non-Intermittent | -4.941 | -0.097 | -0.078 | 31.38 |  | 0.094
HV Sub Generation Intermittent | -0.343 |  |  | 31.38 |  | 0.067
HV Sub Generation Non-Intermittent | -4.617 | -0.076 | -0.07 | 31.38 |  | 0.067
3605. Net revenues by tariff from rounding
Data sources:
x1 = 1010. Days in the charging year (in Financial and general assumptions)
x2 = 3603. Fixed charge p/MPAN/day rounding (in Tariff rounding)
x3 = 2305. MPANs (in Equivalent volume for each end user)
x4 = 3603. Capacity charge p/kVA/day rounding (in Tariff rounding)
x5 = 2305. Import capacity (kVA) (in Equivalent volume for each end user)
x6 = 3603. Unit rate 1 p/kWh rounding (in Tariff rounding)
x7 = 2305. Rate 1 units (MWh) (in Equivalent volume for each end user)
x8 = 3603. Unit rate 2 p/kWh rounding (in Tariff rounding)
x9 = 2305. Rate 2 units (MWh) (in Equivalent volume for each end user)
x10 = 3603. Unit rate 3 p/kWh rounding (in Tariff rounding)
x11 = 2305. Rate 3 units (MWh) (in Equivalent volume for each end user)
x12 = 3603. Reactive power charge p/kVArh rounding (in Tariff rounding)
x13 = 2305. Reactive power units (MVArh) (in Equivalent volume for each end user)
Calculation =0.01*x1*(x2*x3+x4*x5)+10*(x6*x7+x8*x9+x10*x11+x12*x13)
Net revenues by tariff from rounding
Domestic Unrestricted | 19696.8568
Domestic Two Rate | 1688.7016
Domestic Off Peak (related MPAN) | -38.5282
Small Non Domestic Unrestricted | 3650.485
Small Non Domestic Two Rate | 2063.1954
Small Non Domestic Off Peak (related MPAN) | 35.1595
LV Medium Non-Domestic | -2565.6956
LV Sub Medium Non-Domestic | -128.8426
HV Medium Non-Domestic | -10.2877
LV HH Metered | 2910.4388
LV Sub HH Metered | 3091.2839
HV HH Metered | 8686.5662
HV Sub HH Metered | 0
NHH UMS category A | -79.656
NHH UMS category B | -17.7423
NHH UMS category C | -2.2879
NHH UMS category D | 0
LV UMS (Pseudo HH Metered) | 194.897
LV Generation NHH | 5.741
LV Sub Generation NHH | 0
LV Generation Intermittent | 47.9296
LV Generation Non-Intermittent | -0.55806
LV Sub Generation Intermittent | -2.3401
LV Sub Generation Non-Intermittent | -0.7147
HV Generation Intermittent | 141.6832
HV Generation Non-Intermittent | 275.4917
HV Sub Generation Intermittent | 0.0089378
HV Sub Generation Non-Intermittent | 0.0089378
3606. Revenue forecast summary
Data sources:
x1 = 3403. Total net revenues before matching (£) (in Revenue surplus or shortfall)
x2 = 3510. Net revenues by tariff from scaler (in Scaler)
x3 = 3605. Net revenues by tariff from rounding
x4 = Total net revenues before matching (£) (in Revenue forecast summary)
x5 = Total net revenues from scaler (£) (in Revenue forecast summary)
x6 = Total net revenues from rounding (£) (in Revenue forecast summary)
x7 = Total net revenues (£) (in Revenue forecast summary)
x8 = 3402. Target Revenue (£/year)
Kind: | Copy cells | Cell summation | Cell summation | Calculation | Calculation
Formula: | =x1 | =SUM(x2) | =SUM(x3) | =x4+x5+x6 | =x7-x8
| Total net revenues before matching (£) | Total net revenues from scaler (£) | Total net revenues from rounding (£) | Total net revenues (£) | Deviation from target revenue (£)
Revenue forecast summary | 170514197.7375 | 196040597.7284 | 39641.7945 | 366594437.2604 | 39641.7945
3607. Tariffs
Data sources:
x1 = 3604. Unit rate 1 p/kWh (in All the way tariffs)
x2 = 2304. Discount for each tariff (except for fixed charges) (in LDNO discounts and volumes adjusted for discount)
x3 = 3604. Unit rate 2 p/kWh (in All the way tariffs)
x4 = 3604. Unit rate 3 p/kWh (in All the way tariffs)
x5 = 3604. Fixed charge p/MPAN/day (in All the way tariffs)
x6 = 2304. Discount for each tariff for fixed charges only (in LDNO discounts and volumes adjusted for discount)
x7 = 3604. Capacity charge p/kVA/day (in All the way tariffs)
x8 = 3604. Reactive power charge p/kVArh (in All the way tariffs)
Kind: | Calculation | Calculation | Calculation | Calculation | Calculation | Calculation
Formula: | =ROUND(x1*(1-x2),3) | =ROUND(x3*(1-x2),3) | =ROUND(x4*(1-x2),3) | =ROUND(x5*(1-x6),2) | =ROUND(x7*(1-x2),2) | =ROUND(x8*(1-x2),3)
| Unit rate 1 p/kWh | Unit rate 2 p/kWh | Unit rate 3 p/kWh | Fixed charge p/MPAN/day | Capacity charge p/kVA/day | Reactive power charge p/kVArh
> Domestic Unrestricted
Domestic Unrestricted | 3.591 | 0 | 0 | 4.26 | 0 | 0
LDNO LV: Domestic Unrestricted | 2.305 | 0 | 0 | 2.73 | 0 | 0
LDNO HV: Domestic Unrestricted | 1.393 | 0 | 0 | 1.65 | 0 | 0
> Domestic Two Rate
Domestic Two Rate | 4.361 | 0.259 | 0 | 4.26 | 0 | 0
LDNO LV: Domestic Two Rate | 2.8 | 0.166 | 0 | 2.73 | 0 | 0
LDNO HV: Domestic Two Rate | 1.691 | 0.1 | 0 | 1.65 | 0 | 0
> Domestic Off Peak (related MPAN)
Domestic Off Peak (related MPAN) | 0.22 | 0 | 0 | 0 | 0 | 0
LDNO LV: Domestic Off Peak (related MPAN) | 0.141 | 0 | 0 | 0 | 0 | 0
LDNO HV: Domestic Off Peak (related MPAN) | 0.085 | 0 | 0 | 0 | 0 | 0
> Small Non Domestic Unrestricted
Small Non Domestic Unrestricted | 2.728 | 0 | 0 | 6.77 | 0 | 0
LDNO LV: Small Non Domestic Unrestricted | 1.751 | 0 | 0 | 4.35 | 0 | 0
LDNO HV: Small Non Domestic Unrestricted | 1.058 | 0 | 0 | 2.63 | 0 | 0
> Small Non Domestic Two Rate
Small Non Domestic Two Rate | 3.088 | 0.238 | 0 | 6.77 | 0 | 0
LDNO LV: Small Non Domestic Two Rate | 1.982 | 0.153 | 0 | 4.35 | 0 | 0
LDNO HV: Small Non Domestic Two Rate | 1.198 | 0.092 | 0 | 2.63 | 0 | 0
> Small Non Domestic Off Peak (related MPAN)
Small Non Domestic Off Peak (related MPAN) | 0.233 | 0 | 0 | 0 | 0 | 0
LDNO LV: Small Non Domestic Off Peak (related MPAN) | 0.15 | 0 | 0 | 0 | 0 | 0
LDNO HV: Small Non Domestic Off Peak (related MPAN) | 0.09 | 0 | 0 | 0 | 0 | 0
> LV Medium Non-Domestic
LV Medium Non-Domestic | 2.766 | 0.229 | 0 | 35.91 | 0 | 0
LDNO LV: LV Medium Non-Domestic | 1.776 | 0.147 | 0 | 23.05 | 0 | 0
LDNO HV: LV Medium Non-Domestic | 1.073 | 0.089 | 0 | 13.93 | 0 | 0
> LV Sub Medium Non-Domestic
LV Sub Medium Non-Domestic | 2.633 | 0.206 | 0 | 22.36 | 0 | 0
> HV Medium Non-Domestic
HV Medium Non-Domestic | 2.846 | 0.134 | 0 | 150.64 | 0 | 0
> LV HH Metered
LV HH Metered | 26.519 | 0.29 | 0.163 | 8.53 | 2.61 | 0.412
LDNO LV: LV HH Metered | 17.025 | 0.186 | 0.105 | 5.48 | 1.68 | 0.265
LDNO HV: LV HH Metered | 10.286 | 0.112 | 0.063 | 3.31 | 1.01 | 0.16
> LV Sub HH Metered
LV Sub HH Metered | 24.471 | 0.172 | 0.117 | 6.27 | 2.89 | 0.345
LDNO HV: LV Sub HH Metered | 15.238 | 0.107 | 0.073 | 3.9 | 1.8 | 0.215
> HV HH Metered
HV HH Metered | 20.711 | 0.073 | 0.072 | 63.85 | 2.23 | 0.273
LDNO HV: HV HH Metered | 15.164 | 0.053 | 0.053 | 46.75 | 1.63 | 0.2
> HV Sub HH Metered
HV Sub HH Metered | 18.837 | 0.035 | 0.054 | 63.85 | 1.57 | 0.203
> NHH UMS category A
NHH UMS category A | 2.385 | 0 | 0 | 0 | 0 | 0
LDNO LV: NHH UMS category A | 1.531 | 0 | 0 | 0 | 0 | 0
LDNO HV: NHH UMS category A | 0.925 | 0 | 0 | 0 | 0 | 0
> NHH UMS category B
NHH UMS category B | 3.641 | 0 | 0 | 0 | 0 | 0
LDNO LV: NHH UMS category B | 2.338 | 0 | 0 | 0 | 0 | 0
LDNO HV: NHH UMS category B | 1.412 | 0 | 0 | 0 | 0 | 0
> NHH UMS category C
NHH UMS category C | 6.28 | 0 | 0 | 0 | 0 | 0
LDNO LV: NHH UMS category C | 4.032 | 0 | 0 | 0 | 0 | 0
LDNO HV: NHH UMS category C | 2.436 | 0 | 0 | 0 | 0 | 0
> NHH UMS category D
NHH UMS category D | 1.416 | 0 | 0 | 0 | 0 | 0
LDNO LV: NHH UMS category D | 0.909 | 0 | 0 | 0 | 0 | 0
LDNO HV: NHH UMS category D | 0.549 | 0 | 0 | 0 | 0 | 0
> LV UMS (Pseudo HH Metered)
LV UMS (Pseudo HH Metered) | 85.305 | 1.062 | 0.786 | 0 | 0 | 0
LDNO LV: LV UMS (Pseudo HH Metered) | 54.766 | 0.682 | 0.505 | 0 | 0 | 0
LDNO HV: LV UMS (Pseudo HH Metered) | 33.087 | 0.412 | 0.305 | 0 | 0 | 0
> LV Generation NHH
LV Generation NHH | -0.659 | 0 | 0 | 0 | 0 | 0
LDNO LV: LV Generation NHH | -0.659 | 0 | 0 | 0 | 0 | 0
LDNO HV: LV Generation NHH | -0.659 | 0 | 0 | 0 | 0 | 0
> LV Sub Generation NHH
LV Sub Generation NHH | -0.609 | 0 | 0 | 0 | 0 | 0
LDNO HV: LV Sub Generation NHH | -0.609 | 0 | 0 | 0 | 0 | 0
> LV Generation Intermittent
LV Generation Intermittent | -0.659 | 0 | 0 | 0 | 0 | 0.149
LDNO LV: LV Generation Intermittent | -0.659 | 0 | 0 | 0 | 0 | 0.149
LDNO HV: LV Generation Intermittent | -0.659 | 0 | 0 | 0 | 0 | 0.149
> LV Generation Non-Intermittent
LV Generation Non-Intermittent | -7.615 | -0.302 | -0.159 | 0 | 0 | 0.149
LDNO LV: LV Generation Non-Intermittent | -7.615 | -0.302 | -0.159 | 0 | 0 | 0.149
LDNO HV: LV Generation Non-Intermittent | -7.615 | -0.302 | -0.159 | 0 | 0 | 0.149
> LV Sub Generation Intermittent
LV Sub Generation Intermittent | -0.609 | 0 | 0 | 0 | 0 | 0.128
LDNO HV: LV Sub Generation Intermittent | -0.609 | 0 | 0 | 0 | 0 | 0.128
> LV Sub Generation Non-Intermittent
LV Sub Generation Non-Intermittent | -7.142 | -0.265 | -0.144 | 0 | 0 | 0.128
LDNO HV: LV Sub Generation Non-Intermittent | -7.142 | -0.265 | -0.144 | 0 | 0 | 0.128
> HV Generation Intermittent
HV Generation Intermittent | -0.375 | 0 | 0 | 31.38 | 0 | 0.094
LDNO HV: HV Generation Intermittent | -0.375 | 0 | 0 | 0 | 0 | 0.094
> HV Generation Non-Intermittent
HV Generation Non-Intermittent | -4.941 | -0.097 | -0.078 | 31.38 | 0 | 0.094
LDNO HV: HV Generation Non-Intermittent | -4.941 | -0.097 | -0.078 | 0 | 0 | 0.094
> HV Sub Generation Intermittent
HV Sub Generation Intermittent | -0.343 | 0 | 0 | 31.38 | 0 | 0.067
> HV Sub Generation Non-Intermittent
HV Sub Generation Non-Intermittent | -4.617 | -0.076 | -0.07 | 31.38 | 0 | 0.067

## Summary
Summary statistics for WPD South West in (DCP66A Forecast)
This sheet is for information only. It can be deleted without affecting any calculations elsewhere in the model.
3801. Workbook build options and main parameters
Include a 132kV/HV network level
Network model: 500 MW at time of GSP peak
Coincidence correction factors grouped for UMS
Standing charges factors: 100/0/0 LV NHH, 100/100/20 network, 100/100/0 substation
Put some 132kV costs into HV capacity charges
Operating expenditure allocated by asset values
LV circuit costs by exit point for all small NHH demand
Revenue matching by £/kW/year at transmission exit level
Scaler subject to capping of each tariff component to zero
Data sources:
x1 = 1010. Annuity proportion for customer-contributed assets (in Financial and general assumptions)
x2 = 3606. Total net revenues from scaler (£) (in Revenue forecast summary)
x3 = 3606. Deviation from target revenue (£) (in Revenue forecast summary)
x4 = Deviation from target revenue (£) (copy) (in Workbook build options and main parameters)
x5 = 3402. Target net income from all use of system charges (£/year)
Kind: | Copy cells | Copy cells | Copy cells | Calculation
Formula: | = x1 | = x2 | = x3 | =x4/x5
| Annuity proportion for customer-contributed assets | Total net revenues from scaler (£) | Deviation from target revenue (£) | Over/under recovery
Workbook build options and main parameters | 0 | 196040597.7284 | 39641.7945 | 0.01081%
3802. Revenue summary
Data sources:
x1 = 1053. Rate 1 units (MWh) by tariff (in Volume forecasts for the charging year)
x2 = 1053. Rate 2 units (MWh) by tariff (in Volume forecasts for the charging year)
x3 = 1053. Rate 3 units (MWh) by tariff (in Volume forecasts for the charging year)
x4 = 1053. MPANs by tariff (in Volume forecasts for the charging year)
x5 = 1010. Days in the charging year (in Financial and general assumptions)
x6 = 3607. Fixed charge p/MPAN/day (in Tariffs)
x7 = 3607. Capacity charge p/kVA/day (in Tariffs)
x8 = 1053. Import capacity (kVA) by tariff (in Volume forecasts for the charging year)
x9 = 3607. Unit rate 1 p/kWh (in Tariffs)
x10 = 3607. Unit rate 2 p/kWh (in Tariffs)
x11 = 3607. Unit rate 3 p/kWh (in Tariffs)
x12 = 3607. Reactive power charge p/kVArh (in Tariffs)
x13 = 1053. Reactive power units (MVArh) by tariff (in Volume forecasts for the charging year)
x14 = All units (MWh) (in Revenue summary)
x15 = Net revenues (£) (in Revenue summary)
x16 = MPANs by tariff (in Volume forecasts for the charging year) (copy) (in Revenue summary)
x17 = Revenues from unit rates (£) (in Revenue summary)
x18 = Net revenues from unit rate 1 (£) (in Revenue summary)
x19 = Net revenues from unit rate 2 (£) (in Revenue summary)
x20 = Net revenues from unit rate 3 (£) (in Revenue summary)
x21 = Revenues from fixed charges (£) (in Revenue summary)
x22 = Revenues from capacity charges (£) (in Revenue summary)
x23 = Revenues from reactive power charges (£) (in Revenue summary)
Kind: | Calculation | Copy cells | Calculation | Calculation | Calculation | Calculation | Calculation | Calculation | Calculation | Calculation | Calculation | Calculation | Calculation | Calculation | Calculation | Calculation | Calculation | Calculation | Calculation
Formula: | =x1+x2+x3 | = x4 | =0.01*x5*(x6*x4+x7*x8)+10*(x9*x1+x10*x2+x11*x3+x12*x13) | =10*(x9*x1+x10*x2+x11*x3) | =x6*x5*x4/100 | =x7*x5*x8/100 | =x12*x13*10 | =IF(x14<>0,0.1*x15/x14,"") | =IF(x16<>0,x15/x16,"") | =IF(x14<>0,0.1*x17/x14,0) | =x9*x1*10 | =x10*x2*10 | =x11*x3*10 | =IF(x17<>0,x18/x17,"") | =IF(x17<>0,x19/x17,"") | =IF(x17<>0,x20/x17,"") | =IF(x15<>0,x21/x15,"") | =IF(x15<>0,x22/x15,"") | =IF(x15<>0,x23/x15,"")
| All units (MWh) | MPANs | Net revenues (£) | Revenues from unit rates (£) | Revenues from fixed charges (£) | Revenues from capacity charges (£) | Revenues from reactive power charges (£) | Average p/kWh | Average £/MPAN | Average unit rate p/kWh | Net revenues from unit rate 1 (£) | Net revenues from unit rate 2 (£) | Net revenues from unit rate 3 (£) | Rate 1 revenue proportion | Rate 2 revenue proportion | Rate 3 revenue proportion | Fixed charge proportion | Capacity charge proportion | Reactive power charge proportion
> Domestic Unrestricted
Domestic Unrestricted | 4243602.1018 | 1173205 | 170629916.0201 | 152387751.4751 | 18242164.545 | 0 | 0 | 4.0209 | 145.4391 | 3.591 | 152387751.4751 | 0 | 0 | 100% | 0% | 0% | 10.69% | 0% | 0%
LDNO LV: Domestic Unrestricted | 2197.88 | 1414 | 64750.937 | 50661.134 | 14089.803 | 0 | 0 | 2.9461 | 45.7927 | 2.305 | 50661.134 | 0 | 0 | 100% | 0% | 0% | 21.76% | 0% | 0%
LDNO HV: Domestic Unrestricted | 3876.121 | 1852 | 65148.0355 | 53994.3655 | 11153.67 | 0 | 0 | 1.6808 | 35.1771 | 1.393 | 53994.3655 | 0 | 0 | 100% | 0% | 0% | 17.12% | 0% | 0%
> Domestic Two Rate
Domestic Two Rate | 1469374.6637 | 233105 | 36957087.7929 | 33332538.1479 | 3624549.645 | 0 | 0 | 2.5152 | 158.5427 | 2.2685 | 31391181.5531 | 1941356.5948 | 0 | 94.18% | 5.824% | 0% | 9.807% | 0% | 0%
LDNO LV: Domestic Two Rate | 359.015 | 53 | 5872.6849 | 5344.5664 | 528.1185 | 0 | 0 | 1.6358 | 110.8054 | 1.4887 | 5047.868 | 296.6984 | 0 | 94.45% | 5.551% | 0% | 8.993% | 0% | 0%
LDNO HV: Domestic Two Rate | 235.646 | 153 | 3388.4501 | 2467.0076 | 921.4425 | 0 | 0 | 1.4379 | 22.1467 | 1.0469 | 2371.6106 | 95.397 | 0 | 96.13% | 3.867% | 0% | 27.19% | 0% | 0%
> Domestic Off Peak (related MPAN)
Domestic Off Peak (related MPAN) | 73030.2581 | 0 | 160666.5678 | 160666.5678 | 0 | 0 | 0 | 0.22 |  | 0.22 | 160666.5678 | 0 | 0 | 100% | 0% | 0% | 0% | 0% | 0%
LDNO LV: Domestic Off Peak (related MPAN) | 0 | 0 | 0 | 0 | 0 | 0 | 0 |  |  | 0 | 0 | 0 | 0
LDNO HV: Domestic Off Peak (related MPAN) | 0 | 0 | 0 | 0 | 0 | 0 | 0 |  |  | 0 | 0 | 0 | 0
> Small Non Domestic Unrestricted
Small Non Domestic Unrestricted | 1167954.1994 | 106596 | 34495831.0181 | 31861790.5601 | 2634040.458 | 0 | 0 | 2.9535 | 323.6128 | 2.728 | 31861790.5601 | 0 | 0 | 100% | 0% | 0% | 7.636% | 0% | 0%
LDNO LV: Small Non Domestic Unrestricted | 210.339 | 53 | 4524.5434 | 3683.0359 | 841.5075 | 0 | 0 | 2.1511 | 85.3687 | 1.751 | 3683.0359 | 0 | 0 | 100% | 0% | 0% | 18.6% | 0% | 0%
LDNO HV: Small Non Domestic Unrestricted | 5712.431 | 127 | 61656.6565 | 60437.52 | 1219.1365 | 0 | 0 | 1.0793 | 485.4855 | 1.058 | 60437.52 | 0 | 0 | 100% | 0% | 0% | 1.977% | 0% | 0%
> Small Non Domestic Two Rate
Small Non Domestic Two Rate | 525797.3103 | 26498 | 11957435.9025 | 11302657.0735 | 654778.829 | 0 | 0 | 2.2742 | 451.2581 | 2.1496 | 10890627.8101 | 412029.2634 | 0 | 96.35% | 3.645% | 0% | 5.476% | 0% | 0%
LDNO LV: Small Non Domestic Two Rate | 11.24 | 0 | 139.5207 | 139.5207 | 0 | 0 | 0 | 1.2413 |  | 1.2413 | 132.5562 | 6.9646 | 0 | 95.01% | 4.992% | 0% | 0% | 0% | 0%
LDNO HV: Small Non Domestic Two Rate | 471.161 | 8 | 4624.1085 | 4547.3125 | 76.796 | 0 | 0 | 0.98143 | 578.0136 | 0.96513 | 4456.0449 | 91.2677 | 0 | 97.99% | 2.007% | 0% | 1.661% | 0% | 0%
> Small Non Domestic Off Peak (related MPAN)
Small Non Domestic Off Peak (related MPAN) | 26029.0682 | 0 | 60647.7288 | 60647.7288 | 0 | 0 | 0 | 0.233 |  | 0.233 | 60647.7288 | 0 | 0 | 100% | 0% | 0% | 0% | 0% | 0%
LDNO LV: Small Non Domestic Off Peak (related MPAN) | 0 | 0 | 0 | 0 | 0 | 0 | 0 |  |  | 0 | 0 | 0 | 0
LDNO HV: Small Non Domestic Off Peak (related MPAN) | 0 | 0 | 0 | 0 | 0 | 0 | 0 |  |  | 0 | 0 | 0 | 0
> LV Medium Non-Domestic
LV Medium Non-Domestic | 883195.501 | 9143 | 21189889.8978 | 19991503.1733 | 1198386.7245 | 0 | 0 | 2.3992 | 2317.608 | 2.2635 | 19590939.6241 | 400563.5492 | 0 | 98% | 2.004% | 0% | 5.655% | 0% | 0%
LDNO LV: LV Medium Non-Domestic | 0 | 0 | 0 | 0 | 0 | 0 | 0 |  |  | 0 | 0 | 0 | 0
LDNO HV: LV Medium Non-Domestic | 4403.165 | 16 | 41807.1069 | 40993.5949 | 813.512 | 0 | 0 | 0.94948 | 2612.9442 | 0.931 | 40428.0863 | 565.5087 | 0 | 98.62% | 1.38% | 0% | 1.946% | 0% | 0%
> LV Sub Medium Non-Domestic
LV Sub Medium Non-Domestic | 98886.1896 | 749 | 2141260.3392 | 2080131.4532 | 61128.886 | 0 | 0 | 2.1654 | 2858.8256 | 2.1036 | 2035694.0261 | 44437.4271 | 0 | 97.86% | 2.136% | 0% | 2.855% | 0% | 0%
> HV Medium Non-Domestic
HV Medium Non-Domestic | 2923.6019 | 22 | 78560.2107 | 66463.8187 | 12096.392 | 0 | 0 | 2.6871 | 3570.9187 | 2.2734 | 65636.6014 | 827.2173 | 0 | 98.76% | 1.245% | 0% | 15.4% | 0% | 0%
> LV HH Metered
LV HH Metered | 759728.1957 | 2824 | 19644805.7275 | 15773346.1995 | 87923.828 | 3477172.5 | 306363.2 | 2.5858 | 6956.376 | 2.0762 | 14135717.3018 | 1110123.7455 | 527505.1523 | 89.62% | 7.038% | 3.344% | 0.4476% | 17.7% | 1.56%
LDNO LV: LV HH Metered | 73.3192 | 0 | 977.5617 | 977.5617 | 0 | 0 | 0 | 1.3333 |  | 1.3333 | 876.0504 | 68.7261 | 32.7852 | 89.62% | 7.03% | 3.354% | 0% | 0% | 0%
LDNO HV: LV HH Metered | 20888.5807 | 0 | 168060.6192 | 168060.6192 | 0 | 0 | 0 | 0.80456 |  | 0.80456 | 150666.451 | 11787.8142 | 5606.354 | 89.65% | 7.014% | 3.336% | 0% | 0% | 0%
> LV Sub HH Metered
LV Sub HH Metered | 752862.3403 | 1318 | 16938684.4116 | 13158804.5726 | 30163.089 | 3470456.5 | 279260.25 | 2.2499 | 12851.8091 | 1.7478 | 12132738.3712 | 635542.9475 | 390523.2539 | 92.2% | 4.83% | 2.968% | 0.1781% | 20.49% | 1.649%
LDNO HV: LV Sub HH Metered | 0 | 0 | 0 | 0 | 0 | 0 | 0 |  |  | 0 | 0 | 0 | 0
> HV HH Metered
HV HH Metered | 2782635.0961 | 923 | 47328891.3067 | 38597250.5092 | 215107.4575 | 7919733.5 | 596799.84 | 1.7009 | 51277.2387 | 1.3871 | 36708695.5674 | 925076.2475 | 963478.6942 | 95.11% | 2.397% | 2.496% | 0.4545% | 16.73% | 1.261%
LDNO HV: HV HH Metered | 27.7476 | 0 | 273.836 | 273.836 | 0 | 0 | 0 | 0.98688 |  | 0.98688 | 260.0386 | 6.5179 | 7.2795 | 94.96% | 2.38% | 2.658% | 0% | 0% | 0%
> HV Sub HH Metered
HV Sub HH Metered | 0 | 0 | 0 | 0 | 0 | 0 | 0 |  |  | 0 | 0 | 0 | 0
> NHH UMS category A
NHH UMS category A | 16740.1491 | 0 | 399252.5554 | 399252.5554 | 0 | 0 | 0 | 2.385 |  | 2.385 | 399252.5554 | 0 | 0 | 100% | 0% | 0% | 0% | 0% | 0%
LDNO LV: NHH UMS category A | 3.2925 | 0 | 50.4082 | 50.4082 | 0 | 0 | 0 | 1.531 |  | 1.531 | 50.4082 | 0 | 0 | 100% | 0% | 0% | 0% | 0% | 0%
LDNO HV: NHH UMS category A | 74.4277 | 0 | 688.4566 | 688.4566 | 0 | 0 | 0 | 0.925 |  | 0.925 | 688.4566 | 0 | 0 | 100% | 0% | 0% | 0% | 0% | 0%
> NHH UMS category B
NHH UMS category B | 5820.1803 | 0 | 211912.7655 | 211912.7655 | 0 | 0 | 0 | 3.641 |  | 3.641 | 211912.7655 | 0 | 0 | 100% | 0% | 0% | 0% | 0% | 0%
LDNO LV: NHH UMS category B | 1.0975 | 0 | 25.6595 | 25.6595 | 0 | 0 | 0 | 2.338 |  | 2.338 | 25.6595 | 0 | 0 | 100% | 0% | 0% | 0% | 0% | 0%
LDNO HV: NHH UMS category B | 25.8769 | 0 | 365.3816 | 365.3816 | 0 | 0 | 0 | 1.412 |  | 1.412 | 365.3816 | 0 | 0 | 100% | 0% | 0% | 0% | 0% | 0%
> NHH UMS category C
NHH UMS category C | 648.2975 | 0 | 40713.0833 | 40713.0833 | 0 | 0 | 0 | 6.28 |  | 6.28 | 40713.0833 | 0 | 0 | 100% | 0% | 0% | 0% | 0% | 0%
LDNO LV: NHH UMS category C | 0 | 0 | 0 | 0 | 0 | 0 | 0 |  |  | 0 | 0 | 0 | 0
LDNO HV: NHH UMS category C | 2.8824 | 0 | 70.2146 | 70.2146 | 0 | 0 | 0 | 2.436 |  | 2.436 | 70.2146 | 0 | 0 | 100% | 0% | 0% | 0% | 0% | 0%
> NHH UMS category D
NHH UMS category D | 0 | 0 | 0 | 0 | 0 | 0 | 0 |  |  | 0 | 0 | 0 | 0
LDNO LV: NHH UMS category D | 0 | 0 | 0 | 0 | 0 | 0 | 0 |  |  | 0 | 0 | 0 | 0
LDNO HV: NHH UMS category D | 0 | 0 | 0 | 0 | 0 | 0 | 0 |  |  | 0 | 0 | 0 | 0
> LV UMS (Pseudo HH Metered)
LV UMS (Pseudo HH Metered) | 138584.5186 | 0 | 4838768.9462 | 4838768.9462 | 0 | 0 | 0 | 3.4916 |  | 3.4916 | 3704667.8391 | 303830.4603 | 830270.6469 | 76.56% | 6.279% | 17.16% | 0% | 0% | 0%
LDNO LV: LV UMS (Pseudo HH Metered) | 0 | 0 | 0 | 0 | 0 | 0 | 0 |  |  | 0 | 0 | 0 | 0
LDNO HV: LV UMS (Pseudo HH Metered) | 0 | 0 | 0 | 0 | 0 | 0 | 0 |  |  | 0 | 0 | 0 | 0
> LV Generation NHH
LV Generation NHH | 1252.3 | 0 | -8252.657 | -8252.657 | 0 | 0 | 0 | -0.659 |  | -0.659 | -8252.657 | 0 | 0 | 100% | -0% | -0% | -0% | -0% | -0%
LDNO LV: LV Generation NHH | 61.98 | 0 | -408.4482 | -408.4482 | 0 | 0 | 0 | -0.659 |  | -0.659 | -408.4482 | 0 | 0 | 100% | -0% | -0% | -0% | -0% | -0%
LDNO HV: LV Generation NHH | 0 | 0 | 0 | 0 | 0 | 0 | 0 |  |  | 0 | 0 | 0 | 0
> LV Sub Generation NHH
LV Sub Generation NHH | 0 | 0 | 0 | 0 | 0 | 0 | 0 |  |  | 0 | 0 | 0 | 0
LDNO HV: LV Sub Generation NHH | 0 | 0 | 0 | 0 | 0 | 0 | 0 |  |  | 0 | 0 | 0 | 0
> LV Generation Intermittent
LV Generation Intermittent | 11117.548 | 0 | -73017.2465 | -73264.6413 | 0 | 0 | 247.3948 | -0.65677 |  | -0.659 | -73264.6413 | 0 | 0 | 100% | -0% | -0% | -0% | -0% | -0.3388%
LDNO LV: LV Generation Intermittent | 0 | 0 | 0 | 0 | 0 | 0 | 0 |  |  | 0 | 0 | 0 | 0
LDNO HV: LV Generation Intermittent | 0 | 0 | 0 | 0 | 0 | 0 | 0 |  |  | 0 | 0 | 0 | 0
> LV Generation Non-Intermittent
LV Generation Non-Intermittent | 266.2363 | 0 | -3467.0309 | -3497.8116 | 0 | 0 | 30.7807 | -1.3022 |  | -1.3138 | -3027.8763 | -231.9722 | -237.963 | 86.56% | 6.632% | 6.803% | -0% | -0% | -0.8878%
LDNO LV: LV Generation Non-Intermittent | 0 | 0 | 0 | 0 | 0 | 0 | 0 |  |  | 0 | 0 | 0 | 0
LDNO HV: LV Generation Non-Intermittent | 0 | 0 | 0 | 0 | 0 | 0 | 0 |  |  | 0 | 0 | 0 | 0
> LV Sub Generation Intermittent
LV Sub Generation Intermittent | 467.837 | 0 | -2811.6267 | -2849.1273 | 0 | 0 | 37.5007 | -0.60098 |  | -0.609 | -2849.1273 | 0 | 0 | 100% | -0% | -0% | -0% | -0% | -1.334%
LDNO HV: LV Sub Generation Intermittent | 0 | 0 | 0 | 0 | 0 | 0 | 0 |  |  | 0 | 0 | 0 | 0
> LV Sub Generation Non-Intermittent
LV Sub Generation Non-Intermittent | 1232.4995 | 0 | -7589.2068 | -7791.6004 | 0 | 0 | 202.3936 | -0.61576 |  | -0.63218 | -5695.8878 | -954.3419 | -1141.3707 | 73.1% | 12.25% | 14.65% | -0% | -0% | -2.667%
LDNO HV: LV Sub Generation Non-Intermittent | 0 | 0 | 0 | 0 | 0 | 0 | 0 |  |  | 0 | 0 | 0 | 0
> HV Generation Intermittent
HV Generation Intermittent | 34469.501 | 31 | -124680.9572 | -129260.6288 | 3550.647 | 0 | 1029.0246 | -0.36171 | -4021.9664 | -0.375 | -129260.6288 | 0 | 0 | 100% | -0% | -0% | -2.848% | -0% | -0.8253%
LDNO HV: HV Generation Intermittent | 0 | 0 | 0 | 0 | 0 | 0 | 0 |  |  | 0 | 0 | 0 | 0
> HV Generation Non-Intermittent
HV Generation Non-Intermittent | 178663.317 | 47 | -682655.5706 | -688709.1971 | 5383.239 | 0 | 670.3875 | -0.38209 | -14524.5866 | -0.38548 | -544826.6283 | -67011.512 | -76871.0569 | 79.11% | 9.73% | 11.16% | -0.7886% | -0% | -0.0982%
LDNO HV: HV Generation Non-Intermittent | 0 | 0 | 0 | 0 | 0 | 0 | 0 |  |  | 0 | 0 | 0 | 0
> HV Sub Generation Intermittent
HV Sub Generation Intermittent | 0 | 2 | 229.074 | 0 | 229.074 | 0 | 0 |  | 114.537 | 0 | 0 | 0 | 0 |  |  |  | 100% | 0% | 0%
> HV Sub Generation Non-Intermittent
HV Sub Generation Non-Intermittent | 0 | 2 | 229.074 | 0 | 229.074 | 0 | 0 |  | 114.537 | 0 | 0 | 0 | 0 |  |  |  | 100% | 0% | 0%
3803. Revenue summary by tariff component
Data sources:
x1 = 3802. All units (MWh) (in Revenue summary)
x2 = 3802. MPANs by tariff (in Volume forecasts for the charging year) (copy) (in Revenue summary)
x3 = 3802. Net revenues (£) (in Revenue summary)
x4 = 3802. Revenues from unit rates (£) (in Revenue summary)
x5 = 3802. Revenues from fixed charges (£) (in Revenue summary)
x6 = 3802. Revenues from capacity charges (£) (in Revenue summary)
x7 = 3802. Revenues from reactive power charges (£) (in Revenue summary)
Kind: | Cell summation | Cell summation | Cell summation | Cell summation | Cell summation | Cell summation | Cell summation
Formula: | =SUM(x1) | =SUM(x2) | =SUM(x3) | =SUM(x4) | =SUM(x5) | =SUM(x6) | =SUM(x7)
| Total units (MWh) | Total MPANs | Total net revenues (£) | Total net revenues from unit rates (£) | Total revenues from fixed charges (£) | Total revenues from capacity charges (£) | Total revenues from reactive power charges (£)
Revenue summary by tariff component | 13213917.113 | 1558141 | 366594323.8594 | 323742944.7135 | 26799375.874 | 14867362.5 | 1184640.7719

## M-ATW
Tariff matrices for WPD South West in (DCP66A Forecast)
This sheet provides matrices breaking down each tariff component into its elements.
This sheet is for information only. It can be deleted without affecting any calculations elsewhere in the model.
Domestic Unrestricted
Domestic Two Rate
Domestic Off Peak (related MPAN)
Small Non Domestic Unrestricted
Small Non Domestic Two Rate
Small Non Domestic Off Peak (related MPAN)
LV Medium Non-Domestic
LV Sub Medium Non-Domestic
HV Medium Non-Domestic
LV HH Metered
LV Sub HH Metered
HV HH Metered
HV Sub HH Metered
NHH UMS category A
NHH UMS category B
NHH UMS category C
NHH UMS category D
LV UMS (Pseudo HH Metered)
LV Generation NHH
LV Sub Generation NHH
LV Generation Intermittent
LV Generation Non-Intermittent
LV Sub Generation Intermittent
LV Sub Generation Non-Intermittent
HV Generation Intermittent
HV Generation Non-Intermittent
HV Sub Generation Intermittent
HV Sub Generation Non-Intermittent
Domestic Unrestricted
| Rate 1 units (MWh) | MPANs | MWh/year | MWh/MPAN/year
Domestic Unrestricted | 4246516.5655 | 1174831.1195 | 4246516.5655 | 3.6146
| Unit rate 1 p/kWh | Fixed charge p/MPAN/day | Revenue (£/year) | Average p/kWh | Average £/MPAN/year
Assets 132kV | 0.38681 | 0 | 16426024.9933 | 0.38681 | 13.9816
Assets 132kV/EHV | 0.057613 | 0 | 2446553.4904 | 0.057613 | 2.0825
Assets EHV | 0.16999 | 0 | 7218687.7105 | 0.16999 | 6.1444
Assets EHV/HV | 0.025819 | 0 | 1096403.0645 | 0.025819 | 0.93324
Assets 132kV/HV | 0 | 0 | 0 | 0 | 0
Assets HV | 0.10793 | 0 | 4583283.8386 | 0.10793 | 3.9012
Assets HV/LV | 0.011085 | 0 | 470707.7642 | 0.011085 | 0.40066
Assets LV circuits | 0 | 0.26954 | 1155803.7884 | 0.027218 | 0.9838
Assets LV customer |  | 0 | 0 | 0 | 0
Assets HV customer |  | 0 | 0 | 0 | 0
Transmission exit | 0.095977 | 0 | 4075694.8411 | 0.095977 | 3.4692
Operating 132kV | 0.1632 | 0 | 6930288.3756 | 0.1632 | 5.899
Operating 132kV/EHV | 0.024308 | 0 | 1032223.0255 | 0.024308 | 0.87861
Operating EHV | 0.071721 | 0 | 3045629.5755 | 0.071721 | 2.5924
Operating EHV/HV | 0.057333 | 0 | 2434644.002 | 0.057333 | 2.0723
Operating 132kV/HV | 0 | 0 | 0 | 0 | 0
Operating HV | 0.23967 | 0 | 10177520.3556 | 0.23967 | 8.663
Operating HV/LV | 0.093534 | 0 | 3971917.1838 | 0.093534 | 3.3808
Operating LV circuits | 0 | 2.2744 | 9752881.2511 | 0.22967 | 8.3015
Operating LV customer |  | 1.7114 | 7338838.7191 | 0.17282 | 6.2467
Operating HV customer |  | 0 | 0 | 0 | 0
Scaler | 2.086 | 0 | 88583060.1081 | 2.086 | 75.4007
Rounding | -5.38e-06 | 0.0046466 | 19696.8568 | 0.00046384 | 0.016766
Total | 3.591 | 4.26 | 170759858.9442 | 4.0212 | 145.3484
Domestic Two Rate
| Rate 1 units (MWh) | Rate 2 units (MWh) | MPANs | MWh/year | MWh/MPAN/year
Domestic Two Rate | 719986.2712 | 749710.2793 | 233198.3699 | 1469696.5504 | 6.3023
| Unit rate 1 p/kWh | Unit rate 2 p/kWh | Fixed charge p/MPAN/day | Average unit rate (p/kWh) | Revenue (£/year) | Average p/kWh | Average £/MPAN/year
Assets 132kV | 0.45208 | 0.057851 | 0 | 0.25098 | 3688664.7588 | 0.25098 | 15.8177
Assets 132kV/EHV | 0.067335 | 0.0086166 | 0 | 0.037382 | 549403.5011 | 0.037382 | 2.3559
Assets EHV | 0.17867 | 0.036026 | 0 | 0.1059 | 1556457.6926 | 0.1059 | 6.6744
Assets EHV/HV | 0.027136 | 0.0054717 | 0 | 0.016085 | 236400.9987 | 0.016085 | 1.0137
Assets 132kV/HV | 0 | 0 | 0 | 0 | 0 | 0 | 0
Assets HV | 0.11344 | 0.022873 | 0 | 0.06724 | 988224.9619 | 0.06724 | 4.2377
Assets HV/LV | 0.01165 | 0.0023491 | 0 | 0.0069056 | 101491.6769 | 0.0069056 | 0.43522
Assets LV circuits | 0 | 0 | 0.26954 | 0 | 229421.5355 | 0.01561 | 0.9838
Assets LV customer |  |  | 0 | 0 | 0 | 0 | 0
Assets HV customer |  |  | 0 | 0 | 0 | 0 | 0
Transmission exit | 0.12342 | 0 | 0 | 0.06046 | 888581.7382 | 0.06046 | 3.8104
Operating 132kV | 0.19074 | 0.024408 | 0 | 0.10589 | 1556280.9937 | 0.10589 | 6.6736
Operating 132kV/EHV | 0.028409 | 0.0036354 | 0 | 0.015772 | 231798.3017 | 0.015772 | 0.994
Operating EHV | 0.075381 | 0.0152 | 0 | 0.044682 | 656683.5652 | 0.044682 | 2.816
Operating EHV/HV | 0.060259 | 0.01215 | 0 | 0.035718 | 524945.8818 | 0.035718 | 2.2511
Operating 132kV/HV | 0 | 0 | 0 | 0 | 0 | 0 | 0
Operating HV | 0.2519 | 0.050792 | 0 | 0.14931 | 2194426.5335 | 0.14931 | 9.4101
Operating HV/LV | 0.098307 | 0.019822 | 0 | 0.058271 | 856405.1117 | 0.058271 | 3.6724
Operating LV circuits | 0 | 0 | 2.2744 | 0 | 1935900.3794 | 0.13172 | 8.3015
Operating LV customer |  |  | 1.7114 | 0 | 1456724.4587 | 0.099117 | 6.2467
Operating HV customer |  |  | 0 | 0 | 0 | 0 | 0
Scaler | 2.6824 | 0 | 0 | 1.3141 | 19312851.5725 | 1.3141 | 82.8173
Rounding | -0.00011164 | -0.00019508 | 0.0046466 | -0.00015421 | 1688.7016 | 0.0001149 | 0.0072415
Total | 4.361 | 0.259 | 4.26 | 2.2685 | 36966352.3633 | 2.5152 | 158.5189
Domestic Off Peak (related MPAN)
| Rate 1 units (MWh) | MWh/year
Domestic Off Peak (related MPAN) | 73030.2581 | 73030.2581
| Unit rate 1 p/kWh | Revenue (£/year) | Average p/kWh
Assets 132kV | 0.039857 | 29107.6699 | 0.039857
Assets 132kV/EHV | 0.0059365 | 4335.405 | 0.0059365
Assets EHV | 0.026907 | 19650.0438 | 0.026907
Assets EHV/HV | 0.0040867 | 2984.527 | 0.0040867
Assets 132kV/HV | 0 | 0 | 0
Assets HV | 0.017084 | 12476.1912 | 0.017084
Assets HV/LV | 0.0017545 | 1281.3171 | 0.0017545
Assets LV circuits | 0 | 0 | 0
Transmission exit | 0.0014049 | 1026.0114 | 0.0014049
Operating 132kV | 0.016816 | 12280.7889 | 0.016816
Operating 132kV/EHV | 0.0025046 | 1829.1466 | 0.0025046
Operating EHV | 0.011352 | 8290.531 | 0.011352
Operating EHV/HV | 0.0090748 | 6627.3626 | 0.0090748
Operating 132kV/HV | 0 | 0 | 0
Operating HV | 0.037935 | 27704.3042 | 0.037935
Operating HV/LV | 0.014805 | 10811.9854 | 0.014805
Operating LV circuits | 0 | 0 | 0
Scaler | 0.030535 | 22299.8119 | 0.030535
Rounding | -5.2756e-05 | -38.5282 | -5.2756e-05
Total | 0.22 | 160666.5678 | 0.22
Small Non Domestic Unrestricted
| Rate 1 units (MWh) | MPANs | MWh/year | MWh/MPAN/year
Small Non Domestic Unrestricted | 1170304.915 | 106679.2853 | 1170304.915 | 10.9703
| Unit rate 1 p/kWh | Fixed charge p/MPAN/day | Revenue (£/year) | Average p/kWh | Average £/MPAN/year
Assets 132kV | 0.29382 | 0 | 3438591.9174 | 0.29382 | 32.233
Assets 132kV/EHV | 0.043763 | 0 | 512156.7184 | 0.043763 | 4.8009
Assets EHV | 0.12912 | 0 | 1511145.9544 | 0.12912 | 14.1653
Assets EHV/HV | 0.019612 | 0 | 229518.8713 | 0.019612 | 2.1515
Assets 132kV/HV | 0 | 0 | 0 | 0 | 0
Assets HV | 0.081983 | 0 | 959455.6668 | 0.081983 | 8.9938
Assets HV/LV | 0.0084198 | 0 | 98537.0419 | 0.0084198 | 0.92368
Assets LV circuits | 0 | 0.26954 | 104951.5288 | 0.0089679 | 0.9838
Assets LV customer |  | 0 | 0 | 0 | 0
Assets HV customer |  | 0 | 0 | 0 | 0
Transmission exit | 0.072904 | 0 | 853197.9797 | 0.072904 | 7.9978
Operating 132kV | 0.12397 | 0 | 1450773.0022 | 0.12397 | 13.5994
Operating 132kV/EHV | 0.018464 | 0 | 216083.5475 | 0.018464 | 2.0255
Operating EHV | 0.054479 | 0 | 637566.1334 | 0.054479 | 5.9765
Operating EHV/HV | 0.04355 | 0 | 509663.6094 | 0.04355 | 4.7775
Operating 132kV/HV | 0 | 0 | 0 | 0 | 0
Operating HV | 0.18205 | 0 | 2130542.1883 | 0.18205 | 19.9715
Operating HV/LV | 0.071048 | 0 | 831473.368 | 0.071048 | 7.7941
Operating LV circuits | 0 | 2.2744 | 885599.9679 | 0.075673 | 8.3015
Operating LV customer |  | 4.2255 | 1645304.183 | 0.14059 | 15.4229
Operating HV customer |  | 0 | 0 | 0 | 0
Scaler | 1.5845 | 0 | 18543804.3976 | 1.5845 | 173.8276
Rounding | 0.00029118 | 0.00062356 | 3650.485 | 0.00031193 | 0.034219
Total | 2.728 | 6.77 | 34562016.5611 | 2.9532 | 323.9806
Small Non Domestic Two Rate
| Rate 1 units (MWh) | Rate 2 units (MWh) | MPANs | MWh/year | MWh/MPAN/year
Small Non Domestic Two Rate | 352824.3356 | 173162.9398 | 26501.103 | 525987.2754 | 19.8478
| Unit rate 1 p/kWh | Unit rate 2 p/kWh | Fixed charge p/MPAN/day | Average unit rate (p/kWh) | Revenue (£/year) | Average p/kWh | Average £/MPAN/year
Assets 132kV | 0.31801 | 0.053641 | 0 | 0.23098 | 1214913.872 | 0.23098 | 45.8439
Assets 132kV/EHV | 0.047366 | 0.0079895 | 0 | 0.034403 | 180953.8081 | 0.034403 | 6.8282
Assets EHV | 0.14296 | 0.032797 | 0 | 0.10669 | 561190.1171 | 0.10669 | 21.1761
Assets EHV/HV | 0.021713 | 0.0049813 | 0 | 0.016205 | 85235.792 | 0.016205 | 3.2163
Assets 132kV/HV | 0 | 0 | 0 | 0 | 0 | 0 | 0
Assets HV | 0.090768 | 0.020823 | 0 | 0.067741 | 356310.4123 | 0.067741 | 13.4451
Assets HV/LV | 0.009322 | 0.0021386 | 0 | 0.0069571 | 36593.4303 | 0.0069571 | 1.3808
Assets LV circuits | 0 | 0 | 0.26954 | 0 | 26071.8964 | 0.0049568 | 0.9838
Assets LV customer |  |  | 0 | 0 | 0 | 0 | 0
Assets HV customer |  |  | 0 | 0 | 0 | 0 | 0
Transmission exit | 0.084216 | 0 | 0 | 0.056491 | 297133.6114 | 0.056491 | 11.2121
Operating 132kV | 0.13417 | 0.022632 | 0 | 0.097452 | 512583.141 | 0.097452 | 19.342
Operating 132kV/EHV | 0.019984 | 0.0033709 | 0 | 0.014515 | 76346.0468 | 0.014515 | 2.8809
Operating EHV | 0.060316 | 0.013837 | 0 | 0.045015 | 236771.1815 | 0.045015 | 8.9344
Operating EHV/HV | 0.048216 | 0.011061 | 0 | 0.035984 | 189272.373 | 0.035984 | 7.1421
Operating 132kV/HV | 0 | 0 | 0 | 0 | 0 | 0 | 0
Operating HV | 0.20156 | 0.04624 | 0 | 0.15042 | 791213.593 | 0.15042 | 29.8559
Operating HV/LV | 0.078661 | 0.018046 | 0 | 0.058705 | 308781.978 | 0.058705 | 11.6517
Operating LV circuits | 0 | 0 | 2.2744 | 0 | 219999.3734 | 0.041826 | 8.3015
Operating LV customer |  |  | 4.2255 | 0 | 408723.9188 | 0.077706 | 15.4229
Operating HV customer |  |  | 0 | 0 | 0 | 0 | 0
Scaler | 1.8304 | 0 | 0 | 1.2278 | 6458041.043 | 1.2278 | 243.6895
Rounding | 0.00035011 | 0.00044328 | 0.00062356 | 0.00038078 | 2063.1954 | 0.00039225 | 0.077853
Total | 3.088 | 0.238 | 6.77 | 2.1497 | 11962198.7833 | 2.2742 | 451.3849
Small Non Domestic Off Peak (related MPAN)
| Rate 1 units (MWh) | MWh/year
Small Non Domestic Off Peak (related MPAN) | 26029.0682 | 26029.0682
| Unit rate 1 p/kWh | Revenue (£/year) | Average p/kWh
Assets 132kV | 0.040284 | 10485.5894 | 0.040284
Assets 132kV/EHV | 0.0060001 | 1561.7628 | 0.0060001
Assets EHV | 0.028283 | 7361.8535 | 0.028283
Assets EHV/HV | 0.0042958 | 1118.1477 | 0.0042958
Assets 132kV/HV | 0 | 0 | 0
Assets HV | 0.017958 | 4674.1826 | 0.017958
Assets HV/LV | 0.0018443 | 480.0432 | 0.0018443
Assets LV circuits | 0 | 0 | 0
Transmission exit | 0.001661 | 432.3428 | 0.001661
Operating 132kV | 0.016996 | 4423.9649 | 0.016996
Operating 132kV/EHV | 0.0025315 | 658.9219 | 0.0025315
Operating EHV | 0.011933 | 3106.0325 | 0.011933
Operating EHV/HV | 0.0095391 | 2482.9295 | 0.0095391
Operating 132kV/HV | 0 | 0 | 0
Operating HV | 0.039876 | 10379.3677 | 0.039876
Operating HV/LV | 0.015562 | 4050.6909 | 0.015562
Operating LV circuits | 0 | 0 | 0
Scaler | 0.036101 | 9396.7401 | 0.036101
Rounding | 0.00013508 | 35.1595 | 0.00013508
Total | 0.233 | 60647.7288 | 0.233
LV Medium Non-Domestic
| Rate 1 units (MWh) | Rate 2 units (MWh) | MPANs | MWh/year | MWh/MPAN/year
LV Medium Non-Domestic | 709738.321 | 175165.0339 | 9149.2059 | 884903.3549 | 96.7191
| Unit rate 1 p/kWh | Unit rate 2 p/kWh | Fixed charge p/MPAN/day | Average unit rate (p/kWh) | Revenue (£/year) | Average p/kWh | Average £/MPAN/year
Assets 132kV | 0.28857 | 0.052876 | 0 | 0.24191 | 2140690.2895 | 0.24191 | 233.9755
Assets 132kV/EHV | 0.04298 | 0.0078755 | 0 | 0.036031 | 318842.4042 | 0.036031 | 34.8492
Assets EHV | 0.12888 | 0.031135 | 0 | 0.10953 | 969264.5104 | 0.10953 | 105.9397
Assets EHV/HV | 0.019575 | 0.0047288 | 0 | 0.016636 | 147215.7575 | 0.016636 | 16.0906
Assets 132kV/HV | 0 | 0 | 0 | 0 | 0 | 0 | 0
Assets HV | 0.08183 | 0.019768 | 0 | 0.069545 | 615404.7029 | 0.069545 | 67.2632
Assets HV/LV | 0.008404 | 0.0020302 | 0 | 0.0071423 | 63202.6691 | 0.0071423 | 6.908
Assets LV circuits | 0 | 0 | 3.2761 | 0 | 109403.7492 | 0.012363 | 11.9577
Assets LV customer |  |  | 0 | 0 | 0 | 0 | 0
Assets HV customer |  |  | 0 | 0 | 0 | 0 | 0
Transmission exit | 0.075033 | 0 | 0 | 0.06018 | 532538.0538 | 0.06018 | 58.2059
Operating 132kV | 0.12175 | 0.022309 | 0 | 0.10206 | 903176.5771 | 0.10206 | 98.7164
Operating 132kV/EHV | 0.018134 | 0.0033227 | 0 | 0.015202 | 134522.4915 | 0.015202 | 14.7032
Operating EHV | 0.054377 | 0.013136 | 0 | 0.046213 | 408941.4555 | 0.046213 | 44.6969
Operating EHV/HV | 0.043468 | 0.010501 | 0 | 0.036942 | 326903.4652 | 0.036942 | 35.7303
Operating 132kV/HV | 0 | 0 | 0 | 0 | 0 | 0 | 0
Operating HV | 0.18171 | 0.043896 | 0 | 0.15443 | 1366551.6061 | 0.15443 | 149.3629
Operating HV/LV | 0.070915 | 0.017131 | 0 | 0.060268 | 533315.5442 | 0.060268 | 58.2909
Operating LV circuits | 0 | 0 | 27.6442 | 0 | 923168.608 | 0.10432 | 100.9015
Operating LV customer |  |  | 4.9913 | 0 | 166682.4199 | 0.018836 | 18.2182
Operating HV customer |  |  | 0 | 0 | 0 | 0 | 0
Scaler | 1.6308 | 0 | 0 | 1.308 | 11574431.4209 | 1.308 | 1265.075
Rounding | -0.0004258 | 0.00029174 | -0.001636 | -0.00028377 | -2565.6956 | -0.00028994 | -0.28043
Total | 2.766 | 0.229 | 35.91 | 2.2638 | 21231690.0295 | 2.3993 | 2320.6047
LV Sub Medium Non-Domestic
| Rate 1 units (MWh) | Rate 2 units (MWh) | MPANs | MWh/year | MWh/MPAN/year
LV Sub Medium Non-Domestic | 77314.6231 | 21571.5665 | 749 | 98886.1896 | 132.0243
| Unit rate 1 p/kWh | Unit rate 2 p/kWh | Fixed charge p/MPAN/day | Average unit rate (p/kWh) | Revenue (£/year) | Average p/kWh | Average £/MPAN/year
Assets 132kV | 0.28248 | 0.051851 | 0 | 0.23217 | 229582.5154 | 0.23217 | 306.5187
Assets 132kV/EHV | 0.042073 | 0.0077229 | 0 | 0.03458 | 34194.877 | 0.03458 | 45.654
Assets EHV | 0.12675 | 0.030592 | 0 | 0.10577 | 104596.4173 | 0.10577 | 139.6481
Assets EHV/HV | 0.019251 | 0.0046465 | 0 | 0.016065 | 15886.5208 | 0.016065 | 21.2103
Assets 132kV/HV | 0 | 0 | 0 | 0 | 0 | 0 | 0
Assets HV | 0.080477 | 0.019424 | 0 | 0.067158 | 66410.2796 | 0.067158 | 88.6653
Assets HV/LV | 0 | 0 | 1.9751 | 0 | 5399.6214 | 0.0054604 | 7.2091
Assets LV circuits | 0 | 0 | 0 | 0 | 0 | 0 | 0
Assets LV customer |  |  | 0 | 0 | 0 | 0 | 0
Assets HV customer |  |  | 0 | 0 | 0 | 0 | 0
Transmission exit | 0.073472 | 0 | 0 | 0.057444 | 56804.671 | 0.057444 | 75.8407
Operating 132kV | 0.11918 | 0.021877 | 0 | 0.097954 | 96862.9378 | 0.097954 | 129.323
Operating 132kV/EHV | 0.017751 | 0.0032584 | 0 | 0.01459 | 14427.1276 | 0.01459 | 19.2619
Operating EHV | 0.053477 | 0.012907 | 0 | 0.044627 | 44130.1736 | 0.044627 | 58.9188
Operating EHV/HV | 0.042749 | 0.010318 | 0 | 0.035675 | 35277.1931 | 0.035675 | 47.0991
Operating 132kV/HV | 0 | 0 | 0 | 0 | 0 | 0 | 0
Operating HV | 0.1787 | 0.043132 | 0 | 0.14913 | 147468.9319 | 0.14913 | 196.8878
Operating HV/LV | 0 | 0 | 16.6662 | 0 | 45562.9812 | 0.046076 | 60.8318
Operating LV circuits | 0 | 0 | 0 | 0 | 0 | 0 | 0
Operating LV customer |  |  | 3.7184 | 0 | 10165.6153 | 0.01028 | 13.5723
Operating HV customer |  |  | 0 | 0 | 0 | 0 | 0
Scaler | 1.5969 | 0 | 0 | 1.2485 | 1234619.3187 | 1.2485 | 1648.3569
Rounding | -0.00024316 | 0.00027114 | 0.00024439 | -0.00013097 | -128.8426 | -0.00013029 | -0.17202
Total | 2.633 | 0.206 | 22.36 | 2.1036 | 2141260.3392 | 2.1654 | 2858.8256
HV Medium Non-Domestic
| Rate 1 units (MWh) | Rate 2 units (MWh) | MPANs | MWh/year | MWh/MPAN/year
HV Medium Non-Domestic | 2306.2755 | 617.3264 | 22 | 2923.6019 | 132.891
| Unit rate 1 p/kWh | Unit rate 2 p/kWh | Fixed charge p/MPAN/day | Average unit rate (p/kWh) | Revenue (£/year) | Average p/kWh | Average £/MPAN/year
Assets 132kV | 0.3713 | 0.070935 | 0 | 0.30787 | 9001.0204 | 0.30787 | 409.1373
Assets 132kV/EHV | 0.01825 | 0.0034866 | 0 | 0.015132 | 442.413 | 0.015132 | 20.1097
Assets EHV | 0.044175 | 0.011012 | 3.7766 | 0.037173 | 1390.0416 | 0.047546 | 63.1837
Assets EHV/HV | 0 | 0 | 0 | 0 | 0 | 0 | 0
Assets 132kV/HV | 0 | 0 | 0 | 0 | 0 | 0 | 0
Assets HV | 0 | 0 | 0 | 0 | 0 | 0 | 0
Assets HV/LV | 0 | 0 | 0 | 0 | 0 | 0 | 0
Assets LV circuits | 0 | 0 | 0 | 0 | 0 | 0 | 0
Assets LV customer |  |  | 0 | 0 | 0 | 0 | 0
Assets HV customer |  |  | 0 | 0 | 0 | 0 | 0
Transmission exit | 0.095726 | 0 | 0 | 0.075513 | 2207.7047 | 0.075513 | 100.3502
Operating 132kV | 0.15665 | 0.029928 | 0 | 0.12989 | 3797.6118 | 0.12989 | 172.6187
Operating 132kV/EHV | 0.023333 | 0.0044576 | 0 | 0.019347 | 565.6305 | 0.019347 | 25.7105
Operating EHV | 0.056478 | 0.014079 | 4.8285 | 0.047526 | 1777.1852 | 0.060788 | 80.7811
Operating EHV/HV | 0 | 0 | 19.2992 | 0 | 1549.7237 | 0.053007 | 70.442
Operating 132kV/HV | 0 | 0 | 0 | 0 | 0 | 0 | 0
Operating HV | 0 | 0 | 58.8877 | 0 | 4728.6833 | 0.16174 | 214.9402
Operating HV/LV | 0 | 0 | 0 | 0 | 0 | 0 | 0
Operating LV circuits | 0 | 0 | 0 | 0 | 0 | 0 | 0
Operating LV customer |  |  | 0 | 0 | 0 | 0 | 0
Operating HV customer |  |  | 63.8505 | 0 | 5127.1963 | 0.17537 | 233.0544
Scaler | 2.0806 | 0 | 0 | 1.6412 | 47983.2877 | 1.6412 | 2181.0585
Rounding | -0.00046445 | 0.00010142 | -0.0025193 | -0.00034496 | -10.2877 | -0.00035188 | -0.46762
Total | 2.846 | 0.134 | 150.64 | 2.2734 | 78560.2107 | 2.6871 | 3570.9187
LV HH Metered
| Rate 1 units (MWh) | Rate 2 units (MWh) | Rate 3 units (MWh) | MPANs | Import capacity (kVA) | Reactive power units (MVArh) | MWh/year | MWh/MPAN/year
LV HH Metered | 53875.5555 | 386907.2764 | 327094.4803 | 2824 | 365000 | 74360 | 767877.3122 | 271.9112
| Unit rate 1 p/kWh | Unit rate 2 p/kWh | Unit rate 3 p/kWh | Fixed charge p/MPAN/day | Capacity charge p/kVA/day | Reactive power charge p/kVArh | Average unit rate (p/kWh) | Revenue (£/year) | Average p/kWh | Average £/MPAN/year | Average p/kVA/day
Assets 132kV | 2.8003 | 0.028149 | 0.043726 |  | 0 | 0.046615 | 0.2338 | 1795277.5983 | 0.2338 | 635.7215 | 1.3476
Assets 132kV/EHV | 0.41709 | 0.0041927 | 0.0065128 |  | 0 | 0.006943 | 0.034823 | 267395.3483 | 0.034823 | 94.6867 | 0.20071
Assets EHV | 0.79926 | 0.068747 | 0.025687 |  | 0 | 0.020486 | 0.10364 | 795844.541 | 0.10364 | 281.8146 | 0.59737
Assets EHV/HV | 0.12139 | 0.010442 | 0.0039015 |  | 0 | 0.0031115 | 0.015742 | 120876.0413 | 0.015742 | 42.8031 | 0.090731
Assets 132kV/HV | 0 | 0 | 0 |  | 0 | 0 | 0 | 0 | 0 | 0 | 0
Assets HV | 0.40597 | 0.034919 | 0.013047 |  | 0.13897 | 0.010405 | 0.052644 | 589375.7924 | 0.076754 | 208.7025 | 0.44239
Assets HV/LV | 0 | 0 | 0 |  | 0.07136 | 0 | 0 | 95069.3633 | 0.012381 | 33.6648 | 0.07136
Assets LV circuits | 0 | 0 | 0 |  | 0.15771 | 0 | 0 | 210104.5044 | 0.027362 | 74.3996 | 0.15771
Assets LV customer |  |  |  | 0 |  |  | 0 | 0 | 0 | 0 | 0
Assets HV customer |  |  |  | 0 |  |  | 0 | 0 | 0 | 0 | 0
Transmission exit | 0.84055 | 0 | 0 |  | 0 | 0.011566 | 0.060094 | 461449.0589 | 0.060094 | 163.4026 | 0.34637
Operating 132kV | 1.1815 | 0.011877 | 0.018449 |  | 0 | 0.019667 | 0.098641 | 757443.8414 | 0.098641 | 268.2167 | 0.56854
Operating 132kV/EHV | 0.17597 | 0.0017689 | 0.0027478 |  | 0 | 0.0029293 | 0.014692 | 112816.5137 | 0.014692 | 39.9492 | 0.084681
Operating EHV | 0.33721 | 0.029005 | 0.010838 |  | 0 | 0.0086431 | 0.043728 | 335774.0034 | 0.043728 | 118.9001 | 0.25204
Operating EHV/HV | 0.26956 | 0.023186 | 0.0086635 |  | 0 | 0.0069092 | 0.034955 | 268414.1794 | 0.034955 | 95.0475 | 0.20147
Operating 132kV/HV | 0 | 0 | 0 |  | 0 | 0 | 0 | 0 | 0 | 0 | 0
Operating HV | 0.90149 | 0.07754 | 0.028973 |  | 0.30859 | 0.023106 | 0.1169 | 1308752.4874 | 0.17044 | 463.4393 | 0.98236
Operating HV/LV | 0 | 0 | 0 |  | 0.60215 | 0 | 0 | 802212.4693 | 0.10447 | 284.0696 | 0.60215
Operating LV circuits | 0 | 0 | 0 |  | 1.3308 | 0 | 0 | 1772899.7794 | 0.23088 | 627.7974 | 1.3308
Operating LV customer |  |  |  | 8.5323 |  |  | 0 | 87947.3072 | 0.011453 | 31.1428 | 0.066014
Operating HV customer |  |  |  | 0 |  |  | 0 | 0 | 0 | 0 | 0
Scaler | 18.2688 | 0 | 0 | 0 | 0 | 0.25139 | 1.3061 | 10029349.9191 | 1.3061 | 3551.4695 | 7.5281
Rounding | -6.0481e-05 | 0.00017422 | 0.00045451 | -0.0022779 | 0.0004768 | 0.00022932 | 0.00029936 | 2910.4388 | 0.00037902 | 1.0306 | 0.0021846
Total | 26.519 | 0.29 | 0.163 | 8.53 | 2.61 | 0.412 | 2.1161 | 19813913.187 | 2.5803 | 7016.2582 | 14.8725
LV Sub HH Metered
| Rate 1 units (MWh) | Rate 2 units (MWh) | Rate 3 units (MWh) | MPANs | Import capacity (kVA) | Reactive power units (MVArh) | MWh/year | MWh/MPAN/year
LV Sub HH Metered | 49580.0677 | 369501.7136 | 333780.5589 | 1318 | 329000 | 80945 | 752862.3403 | 571.2157
| Unit rate 1 p/kWh | Unit rate 2 p/kWh | Unit rate 3 p/kWh | Fixed charge p/MPAN/day | Capacity charge p/kVA/day | Reactive power charge p/kVArh | Average unit rate (p/kWh) | Revenue (£/year) | Average p/kWh | Average £/MPAN/year | Average p/kVA/day
Assets 132kV | 2.7181 | 0.027323 | 0.042442 |  | 0 | 0.042469 | 0.21579 | 1624615.0963 | 0.21579 | 1232.6366 | 1.3529
Assets 132kV/EHV | 0.40484 | 0.0040696 | 0.0063215 |  | 0 | 0.0063255 | 0.032141 | 241976.2381 | 0.032141 | 183.5935 | 0.2015
Assets EHV | 0.77578 | 0.066728 | 0.024933 |  | 0 | 0.018664 | 0.0969 | 729523.3444 | 0.0969 | 553.5078 | 0.60751
Assets EHV/HV | 0.11783 | 0.010135 | 0.0037869 |  | 0 | 0.0028347 | 0.014718 | 110802.9136 | 0.014718 | 84.069 | 0.09227
Assets 132kV/HV | 0 | 0 | 0 |  | 0 | 0 | 0 | 0 | 0 | 0 | 0
Assets HV | 0 | 0 | 0 |  | 0.68908 | 0 | 0 | 827481.3748 | 0.10991 | 627.8311 | 0.68908
Assets HV/LV | 0 | 0 | 0 |  | 0.070769 | 0 | 0 | 84983.1522 | 0.011288 | 64.4789 | 0.070769
Assets LV circuits | 0 | 0 | 0 |  | 0 | 0 | 0 | 0 | 0 | 0 | 0
Assets LV customer |  |  |  | 0 |  |  | 0 | 0 | 0 | 0 | 0
Assets HV customer |  |  |  | 0 |  |  | 0 | 0 | 0 | 0 | 0
Transmission exit | 0.81586 | 0 | 0 |  | 0 | 0.010538 | 0.054862 | 413033.9592 | 0.054862 | 313.3793 | 0.34395
Operating 132kV | 1.1468 | 0.011528 | 0.017907 |  | 0 | 0.017918 | 0.091045 | 685439.7897 | 0.091045 | 520.0605 | 0.5708
Operating 132kV/EHV | 0.1708 | 0.001717 | 0.0026671 |  | 0 | 0.0026688 | 0.013561 | 102091.9614 | 0.013561 | 77.4598 | 0.085016
Operating EHV | 0.32731 | 0.028153 | 0.010519 |  | 0 | 0.0078744 | 0.040883 | 307792.4912 | 0.040883 | 233.53 | 0.25631
Operating EHV/HV | 0.26165 | 0.022505 | 0.0084091 |  | 0 | 0.0062947 | 0.032681 | 246046.0552 | 0.032681 | 186.6814 | 0.20489
Operating 132kV/HV | 0 | 0 | 0 |  | 0 | 0 | 0 | 0 | 0 | 0 | 0
Operating HV | 0 | 0 | 0 |  | 1.5302 | 0 | 0 | 1837483.5232 | 0.24407 | 1394.1453 | 1.5302
Operating HV/LV | 0 | 0 | 0 |  | 0.59716 | 0 | 0 | 717103.1966 | 0.09525 | 544.0844 | 0.59716
Operating LV circuits | 0 | 0 | 0 |  | 0 | 0 | 0 | 0 | 0 | 0 | 0
Operating LV customer |  |  |  | 6.2666 |  |  | 0 | 30146.5616 | 0.0040043 | 22.873 | 0.025104
Operating HV customer |  |  |  | 0 |  |  | 0 | 0 | 0 | 0 | 0
Scaler | 17.7323 | 0 | 0 | 0 | 0 | 0.22903 | 1.1924 | 8977073.4703 | 1.1924 | 6811.1331 | 7.4756
Rounding | -0.00021034 | -0.00015813 | 1.4272e-05 | 0.0034355 | 0.0028357 | 0.00038352 | -4.3899e-05 | 3091.2839 | 0.0004106 | 2.3454 | 0.0025742
Total | 24.471 | 0.172 | 0.117 | 6.27 | 2.89 | 0.345 | 1.7849 | 16938684.4116 | 2.2499 | 12851.8091 | 14.1056
HV HH Metered
| Rate 1 units (MWh) | Rate 2 units (MWh) | Rate 3 units (MWh) | MPANs | Import capacity (kVA) | Reactive power units (MVArh) | MWh/year | MWh/MPAN/year
HV HH Metered | 177243.7622 | 1267236.7403 | 1338174.9091 | 923 | 973000 | 218608 | 2782655.4116 | 3014.7946
| Unit rate 1 p/kWh | Unit rate 2 p/kWh | Unit rate 3 p/kWh | Fixed charge p/MPAN/day | Capacity charge p/kVA/day | Reactive power charge p/kVArh | Average unit rate (p/kWh) | Revenue (£/year) | Average p/kWh | Average £/MPAN/year | Average p/kVA/day
Assets 132kV | 2.4282 | 0.024409 | 0.037915 |  | 0 | 0.036695 | 0.1869 | 5200666.5048 | 0.1869 | 5634.5249 | 1.4644
Assets 132kV/EHV | 0.11935 | 0.0011997 | 0.0018636 |  | 0 | 0.0018036 | 0.0091862 | 255620.2065 | 0.0091862 | 276.945 | 0.071976
Assets EHV | 0.18296 | 0.015737 | 0.0058802 |  | 0.09695 | 0.0042574 | 0.021983 | 956024.7307 | 0.034357 | 1035.7798 | 0.26919
Assets EHV/HV | 0 | 0 | 0 |  | 0 | 0 | 0 | 0 | 0 | 0 | 0
Assets 132kV/HV | 0 | 0 | 0 |  | 0 | 0 | 0 | 0 | 0 | 0 | 0
Assets HV | 0 | 0 | 0 |  | 0 | 0 | 0 | 0 | 0 | 0 | 0
Assets HV/LV | 0 | 0 | 0 |  | 0 | 0 | 0 | 0 | 0 | 0 | 0
Assets LV circuits | 0 | 0 | 0 |  | 0 | 0 | 0 | 0 | 0 | 0 | 0
Assets LV customer |  |  |  | 0 |  |  | 0 | 0 | 0 | 0 | 0
Assets HV customer |  |  |  | 0 |  |  | 0 | 0 | 0 | 0 | 0
Transmission exit | 0.72884 | 0 | 0 |  | 0 | 0.009105 | 0.04714 | 1311732.3278 | 0.04714 | 1421.1618 | 0.36935
Operating 132kV | 1.0245 | 0.010298 | 0.015997 |  | 0 | 0.015482 | 0.078853 | 2194208.1933 | 0.078853 | 2377.257 | 0.61783
Operating 132kV/EHV | 0.15259 | 0.0015339 | 0.0023826 |  | 0 | 0.002306 | 0.011745 | 326813.5606 | 0.011745 | 354.0775 | 0.092023
Operating EHV | 0.23392 | 0.02012 | 0.0075179 |  | 0.12395 | 0.0054431 | 0.028106 | 1222289.3116 | 0.043925 | 1324.2571 | 0.34417
Operating EHV/HV | 0 | 0 | 0 |  | 0.49543 | 0 | 0 | 1759483.8993 | 0.06323 | 1906.2664 | 0.49543
Operating 132kV/HV | 0 | 0 | 0 |  | 0 | 0 | 0 | 0 | 0 | 0 | 0
Operating HV | 0 | 0 | 0 |  | 1.5117 | 0 | 0 | 5368726.0365 | 0.19294 | 5816.6046 | 1.5117
Operating HV/LV | 0 | 0 | 0 |  | 0 | 0 | 0 | 0 | 0 | 0 | 0
Operating LV circuits | 0 | 0 | 0 |  | 0 | 0 | 0 | 0 | 0 | 0 | 0
Operating LV customer |  |  |  | 0 |  |  | 0 | 0 | 0 | 0 | 0
Operating HV customer |  |  |  | 63.8505 |  |  | 0 | 215109.1891 | 0.0077304 | 233.0544 | 0.060569
Scaler | 15.841 | 0 | 0 | 0 | 0 | 0.19789 | 1.0246 | 28509804.6257 | 1.0246 | 30888.1957 | 8.0277
Rounding | -0.00028674 | -0.00029787 | 0.00044344 | -0.000514 | 0.0019724 | 1.49e-05 | 6.0503e-05 | 8686.5662 | 0.00031217 | 9.4112 | 0.0024459
Total | 20.711 | 0.073 | 0.072 | 63.85 | 2.23 | 0.273 | 1.4085 | 47329165.152 | 1.7009 | 51277.5354 | 13.3267
HV Sub HH Metered
| Rate 1 units (MWh) | Rate 2 units (MWh) | Rate 3 units (MWh) | MPANs | Import capacity (kVA) | Reactive power units (MVArh) | MWh/year | MWh/MPAN/year
HV Sub HH Metered | 0 | 0 | 0 | 0 | 0 | 0 | 0
| Unit rate 1 p/kWh | Unit rate 2 p/kWh | Unit rate 3 p/kWh | Fixed charge p/MPAN/day | Capacity charge p/kVA/day | Reactive power charge p/kVArh | Average unit rate (p/kWh) | Revenue (£/year) | Average p/kWh | Average £/MPAN/year | Average p/kVA/day
Assets 132kV | 2.2538 | 0.022656 | 0.035193 |  | 0 | 0.028356 | 0 | 0
Assets 132kV/EHV | 0.11078 | 0.0011136 | 0.0017298 |  | 0 | 0.0013937 | 0 | 0
Assets EHV | 0 | 0 | 0 |  | 0.47428 | 0 | 0 | 0
Assets EHV/HV | 0 | 0 | 0 |  | 0 | 0 | 0 | 0
Assets 132kV/HV | 0 | 0 | 0 |  | 0 | 0 | 0 | 0
Assets HV | 0 | 0 | 0 |  | 0 | 0 | 0 | 0
Assets HV/LV | 0 | 0 | 0 |  | 0 | 0 | 0 | 0
Assets LV circuits | 0 | 0 | 0 |  | 0 | 0 | 0 | 0
Assets LV customer |  |  |  | 0 |  |  | 0 | 0
Assets HV customer |  |  |  | 0 |  |  | 0 | 0
Transmission exit | 0.67652 | 0 | 0 |  | 0 | 0.0070357 | 0 | 0
Operating 132kV | 0.95092 | 0.0095589 | 0.014848 |  | 0 | 0.011964 | 0 | 0
Operating 132kV/EHV | 0.14163 | 0.0014237 | 0.0022116 |  | 0 | 0.0017819 | 0 | 0
Operating EHV | 0 | 0 | 0 |  | 0.60637 | 0 | 0 | 0
Operating EHV/HV | 0 | 0 | 0 |  | 0.48473 | 0 | 0 | 0
Operating 132kV/HV | 0 | 0 | 0 |  | 0 | 0 | 0 | 0
Operating HV | 0 | 0 | 0 |  | 0 | 0 | 0 | 0
Operating HV/LV | 0 | 0 | 0 |  | 0 | 0 | 0 | 0
Operating LV circuits | 0 | 0 | 0 |  | 0 | 0 | 0 | 0
Operating LV customer |  |  |  | 0 |  |  | 0 | 0
Operating HV customer |  |  |  | 63.8505 |  |  | 0 | 0
Scaler | 14.7038 | 0 | 0 | 0 | 0 | 0.15292 | 0 | 0
Rounding | -0.00049837 | 0.00024743 | 1.6705e-05 | -0.000514 | 0.0046206 | -0.00044896 | 0 | 0
Total | 18.837 | 0.035 | 0.054 | 63.85 | 1.57 | 0.203 | 0 | 0 | 0 | 0 | 0
NHH UMS category A
| Rate 1 units (MWh) | MWh/year
NHH UMS category A | 16771.1311 | 16771.1311
| Unit rate 1 p/kWh | Revenue (£/year) | Average p/kWh
Assets 132kV | 0.18201 | 30524.481 | 0.18201
Assets 132kV/EHV | 0.027109 | 4546.4302 | 0.027109
Assets EHV | 0.079781 | 13380.2314 | 0.079781
Assets EHV/HV | 0.012118 | 2032.2429 | 0.012118
Assets 132kV/HV | 0 | 0 | 0
Assets HV | 0.050655 | 8495.3666 | 0.050655
Assets HV/LV | 0.0052023 | 872.4825 | 0.0052023
Assets LV circuits | 0.011601 | 1945.6698 | 0.011601
Assets LV customer |  | 0 | 0
Transmission exit | 0.045256 | 7589.98 | 0.045256
Operating 132kV | 0.07679 | 12878.5543 | 0.07679
Operating 132kV/EHV | 0.011437 | 1918.18 | 0.011437
Operating EHV | 0.03366 | 5645.2405 | 0.03366
Operating EHV/HV | 0.026908 | 4512.7455 | 0.026908
Operating 132kV/HV | 0 | 0 | 0
Operating HV | 0.11248 | 18864.5891 | 0.11248
Operating HV/LV | 0.043898 | 7362.1651 | 0.043898
Operating LV circuits | 0.097894 | 16417.9132 | 0.097894
Operating LV customer | 0.58506 | 98120.6819 | 0.58506
Scaler | 0.98362 | 164964.179 | 0.98362
Rounding | -0.00047496 | -79.656 | -0.00047496
Total | 2.385 | 399991.477 | 2.385
NHH UMS category B
| Rate 1 units (MWh) | MWh/year
NHH UMS category B | 5830.9218 | 5830.9218
| Unit rate 1 p/kWh | Revenue (£/year) | Average p/kWh
Assets 132kV | 0.30342 | 17692.178 | 0.30342
Assets 132kV/EHV | 0.045192 | 2635.139 | 0.045192
Assets EHV | 0.1015 | 5918.2533 | 0.1015
Assets EHV/HV | 0.015416 | 898.8879 | 0.015416
Assets 132kV/HV | 0 | 0 | 0
Assets HV | 0.064443 | 3757.613 | 0.064443
Assets HV/LV | 0.0066183 | 385.9106 | 0.0066183
Assets LV circuits | 0.014759 | 860.5955 | 0.014759
Assets LV customer |  | 0 | 0
Transmission exit | 0.086093 | 5020.0083 | 0.086093
Operating 132kV | 0.12802 | 7464.4898 | 0.12802
Operating 132kV/EHV | 0.019067 | 1111.789 | 0.019067
Operating EHV | 0.042823 | 2496.9645 | 0.042823
Operating EHV/HV | 0.034232 | 1996.047 | 0.034232
Operating 132kV/HV | 0 | 0 | 0
Operating HV | 0.1431 | 8344.0572 | 0.1431
Operating HV/LV | 0.055847 | 3256.383 | 0.055847
Operating LV circuits | 0.12454 | 7261.8601 | 0.12454
Operating LV customer | 0.58506 | 34114.2179 | 0.58506
Scaler | 1.8712 | 109107.2103 | 1.8712
Rounding | -0.00030428 | -17.7423 | -0.00030428
Total | 3.641 | 212303.8617 | 3.641
NHH UMS category C
| Rate 1 units (MWh) | MWh/year
NHH UMS category C | 649.4155 | 649.4155
| Unit rate 1 p/kWh | Revenue (£/year) | Average p/kWh
Assets 132kV | 0.54739 | 3554.8671 | 0.54739
Assets 132kV/EHV | 0.081531 | 529.4752 | 0.081531
Assets EHV | 0.17465 | 1134.1934 | 0.17465
Assets EHV/HV | 0.026526 | 172.2658 | 0.026526
Assets 132kV/HV | 0 | 0 | 0
Assets HV | 0.11089 | 720.1212 | 0.11089
Assets HV/LV | 0.011388 | 73.9572 | 0.011388
Assets LV circuits | 0.025396 | 164.9273 | 0.025396
Assets LV customer |  | 0 | 0
Transmission exit | 0.16552 | 1074.8971 | 0.16552
Operating 132kV | 0.23095 | 1499.8305 | 0.23095
Operating 132kV/EHV | 0.034399 | 223.3904 | 0.034399
Operating EHV | 0.073686 | 478.5264 | 0.073686
Operating EHV/HV | 0.058904 | 382.529 | 0.058904
Operating 132kV/HV | 0 | 0 | 0
Operating HV | 0.24623 | 1599.0823 | 0.24623
Operating HV/LV | 0.096096 | 624.0639 | 0.096096
Operating LV circuits | 0.2143 | 1391.6865 | 0.2143
Operating LV customer | 0.58506 | 3799.451 | 0.58506
Scaler | 3.5974 | 23362.3164 | 3.5974
Rounding | -0.00035229 | -2.2879 | -0.00035229
Total | 6.28 | 40783.2927 | 6.28
NHH UMS category D
| Rate 1 units (MWh) | MWh/year
NHH UMS category D | 0 | 0
| Unit rate 1 p/kWh | Revenue (£/year) | Average p/kWh
Assets 132kV | 0.087948 | 0
Assets 132kV/EHV | 0.013099 | 0
Assets EHV | 0.063842 | 0
Assets EHV/HV | 0.0096966 | 0
Assets 132kV/HV | 0 | 0
Assets HV | 0.040535 | 0
Assets HV/LV | 0.004163 | 0
Assets LV circuits | 0.0092836 | 0
Assets LV customer |  | 0
Transmission exit | 0.013541 | 0
Operating 132kV | 0.037106 | 0
Operating 132kV/EHV | 0.0055267 | 0
Operating EHV | 0.026936 | 0
Operating EHV/HV | 0.021532 | 0
Operating 132kV/HV | 0 | 0
Operating HV | 0.09001 | 0
Operating HV/LV | 0.035128 | 0
Operating LV circuits | 0.078336 | 0
Operating LV customer | 0.58506 | 0
Scaler | 0.29431 | 0
Rounding | -5.4108e-05 | 0
Total | 1.416 | 0 | 0
LV UMS (Pseudo HH Metered)
| Rate 1 units (MWh) | Rate 2 units (MWh) | Rate 3 units (MWh) | MWh/year
LV UMS (Pseudo HH Metered) | 4342.8496 | 28609.2712 | 105632.3978 | 138584.5186
| Unit rate 1 p/kWh | Unit rate 2 p/kWh | Unit rate 3 p/kWh | Average unit rate (p/kWh) | Revenue (£/year) | Average p/kWh
Assets 132kV | 7.9259 | 0.050179 | 0.039165 | 0.28859 | 399935.4655 | 0.28859
Assets 132kV/EHV | 1.1805 | 0.0074739 | 0.0058334 | 0.042983 | 59567.8814 | 0.042983
Assets EHV | 2.1856 | 0.066477 | 0.023008 | 0.099752 | 138241.292 | 0.099752
Assets EHV/HV | 0.33196 | 0.010097 | 0.0034945 | 0.015151 | 20996.6385 | 0.015151
Assets 132kV/HV | 0 | 0 | 0 | 0 | 0 | 0
Assets HV | 1.3877 | 0.042207 | 0.014608 | 0.063335 | 87772.0584 | 0.063335
Assets HV/LV | 0.14252 | 0.0043347 | 0.0015003 | 0.0065045 | 9014.2768 | 0.0065045
Assets LV circuits | 0.31782 | 0.0096666 | 0.0033457 | 0.014505 | 20102.1862 | 0.014505
Assets LV customer |  |  |  | 0 | 0 | 0
Transmission exit | 2.5855 | 0 | 0 | 0.081023 | 112284.7028 | 0.081023
Operating 132kV | 3.344 | 0.021171 | 0.016524 | 0.12176 | 168736.3868 | 0.12176
Operating 132kV/EHV | 0.49807 | 0.0031533 | 0.0024612 | 0.018135 | 25132.2274 | 0.018135
Operating EHV | 0.92214 | 0.028047 | 0.0097072 | 0.042086 | 58325.2503 | 0.042086
Operating EHV/HV | 0.73715 | 0.022421 | 0.0077598 | 0.033643 | 46624.5869 | 0.033643
Operating 132kV/HV | 0 | 0 | 0 | 0 | 0 | 0
Operating HV | 3.0815 | 0.093724 | 0.032438 | 0.14064 | 194904.34 | 0.14064
Operating HV/LV | 1.2026 | 0.036577 | 0.01266 | 0.054886 | 76064.0972 | 0.054886
Operating LV circuits | 2.6818 | 0.081569 | 0.028231 | 0.1224 | 169625.88 | 0.1224
Operating LV customer | 0.58506 | 0.58506 | 0.58506 | 0.58506 | 810798.4717 | 0.58506
Scaler | 56.1946 | 0 | 0 | 1.761 | 2440448.3071 | 1.761
Rounding | 0.00047928 | -0.00015439 | 0.00020662 | 0.00014063 | 194.897 | 0.00014063
Total | 85.305 | 1.062 | 0.786 | 3.4916 | 4838768.9462 | 3.4916
LV Generation NHH
| Rate 1 units (MWh) | MPANs | MWh/year | MWh/MPAN/year
LV Generation NHH | 1314.28 | 0 | 1314.28
| Unit rate 1 p/kWh | Fixed charge p/MPAN/day | Revenue (£/year) | Average p/kWh | Average £/MPAN/year
Assets 132kV | -0.16949 |  | -2227.5508 | -0.16949
Assets 132kV/EHV | -0.025244 |  | -331.7797 | -0.025244
Assets EHV | -0.074484 |  | -978.934 | -0.074484
Assets EHV/HV | -0.011313 |  | -148.6844 | -0.011313
Assets 132kV/HV | 0 |  | 0 | 0
Assets HV | -0.047292 |  | -621.544 | -0.047292
Assets HV/LV | -0.0048569 |  | -63.8332 | -0.0048569
Assets LV circuits | 0 |  | 0 | 0
Assets LV customer |  | 0 | 0 | 0
Assets HV customer |  | 0 | 0 | 0
Transmission exit | -0.042054 |  | -552.7093 | -0.042054
Operating 132kV | -0.071509 |  | -939.8238 | -0.071509
Operating 132kV/EHV | -0.010651 |  | -139.9809 | -0.010651
Operating EHV | -0.031426 |  | -413.0211 | -0.031426
Operating EHV/HV | -0.025121 |  | -330.1647 | -0.025121
Operating 132kV/HV | 0 |  | 0 | 0
Operating HV | -0.10501 |  | -1380.1844 | -0.10501
Operating HV/LV | -0.040983 |  | -538.6359 | -0.040983
Operating LV circuits | 0 |  | 0 | 0
Operating LV customer |  | 0 | 0 | 0
Operating HV customer |  | 0 | 0 | 0
Scaler | 0 | 0 | 0 | 0
Rounding | 0.00043682 | 0 | 5.741 | 0.00043682
Total | -0.659 | 0 | -8661.1052 | -0.659 | 0
LV Sub Generation NHH
| Rate 1 units (MWh) | MPANs | MWh/year | MWh/MPAN/year
LV Sub Generation NHH | 0 | 0 | 0
| Unit rate 1 p/kWh | Fixed charge p/MPAN/day | Revenue (£/year) | Average p/kWh | Average £/MPAN/year
Assets 132kV | -0.16808 |  | 0
Assets 132kV/EHV | -0.025035 |  | 0
Assets EHV | -0.073868 |  | 0
Assets EHV/HV | -0.011219 |  | 0
Assets 132kV/HV | 0 |  | 0
Assets HV | -0.0469 |  | 0
Assets HV/LV | 0 |  | 0
Assets LV circuits | 0 |  | 0
Assets LV customer |  | 0 | 0
Assets HV customer |  | 0 | 0
Transmission exit | -0.041706 |  | 0
Operating 132kV | -0.070917 |  | 0
Operating 132kV/EHV | -0.010563 |  | 0
Operating EHV | -0.031165 |  | 0
Operating EHV/HV | -0.024913 |  | 0
Operating 132kV/HV | 0 |  | 0
Operating HV | -0.10415 |  | 0
Operating HV/LV | 0 |  | 0
Operating LV circuits | 0 |  | 0
Operating LV customer |  | 0 | 0
Operating HV customer |  | 0 | 0
Scaler | 0 | 0 | 0
Rounding | -0.0004838 | 0 | 0
Total | -0.609 | 0 | 0 | 0 | 0
LV Generation Intermittent
| Rate 1 units (MWh) | MPANs | Reactive power units (MVArh) | MWh/year | MWh/MPAN/year
LV Generation Intermittent | 11117.548 | 0 | 166.0368 | 11117.548
| Unit rate 1 p/kWh | Fixed charge p/MPAN/day | Reactive power charge p/kVArh | Revenue (£/year) | Average p/kWh | Average £/MPAN/year
Assets 132kV | -0.16949 |  | 0.033241 | -18787.7505 | -0.16899
Assets 132kV/EHV | -0.025244 |  | 0.004951 | -2798.3177 | -0.02517
Assets EHV | -0.074484 |  | 0.014608 | -8256.587 | -0.074266
Assets EHV/HV | -0.011313 |  | 0.0022188 | -1254.0433 | -0.01128
Assets 132kV/HV | 0 |  | 0 | 0 | 0
Assets HV | -0.047292 |  | 0.0092751 | -5242.2661 | -0.047153
Assets HV/LV | -0.0048569 |  | 0.00095256 | -538.3859 | -0.0048427
Assets LV circuits | 0 |  | 0.0021243 | 3.527 | 3.1725e-05
Assets LV customer |  | 0 |  | 0 | 0
Assets HV customer |  | 0 |  | 0 | 0
Transmission exit | -0.042054 |  | 0.0082479 | -4661.6962 | -0.041931
Operating 132kV | -0.071509 |  | 0.014025 | -7926.7217 | -0.071299
Operating 132kV/EHV | -0.010651 |  | 0.0020889 | -1180.6355 | -0.01062
Operating EHV | -0.031426 |  | 0.0061634 | -3483.5286 | -0.031334
Operating EHV/HV | -0.025121 |  | 0.0049269 | -2784.6959 | -0.025048
Operating 132kV/HV | 0 |  | 0 | 0 | 0
Operating HV | -0.10501 |  | 0.020596 | -11640.8391 | -0.10471
Operating HV/LV | -0.040983 |  | 0.0080379 | -4542.9974 | -0.040863
Operating LV circuits | 0 |  | 0.017925 | 29.7618 | 0.0002677
Operating LV customer |  | 0 |  | 0 | 0
Operating HV customer |  | 0 |  | 0 | 0
Scaler | 0 | 0 | 0 | 0 | 0
Rounding | 0.00043682 | 0 | -0.00038178 | 47.9296 | 0.00043112
Total | -0.659 | 0 | 0.149 | -73017.2465 | -0.65677 | 0
LV Generation Non-Intermittent
| Rate 1 units (MWh) | Rate 2 units (MWh) | Rate 3 units (MWh) | MPANs | Reactive power units (MVArh) | MWh/year | MWh/MPAN/year
LV Generation Non-Intermittent | 39.762 | 76.812 | 149.6623 | 0 | 20.6582 | 266.2363
| Unit rate 1 p/kWh | Unit rate 2 p/kWh | Unit rate 3 p/kWh | Fixed charge p/MPAN/day | Reactive power charge p/kVArh | Average unit rate (p/kWh) | Revenue (£/year) | Average p/kWh | Average £/MPAN/year
Assets 132kV | -2.3512 | -0.023635 | -0.036713 |  | 0.033241 | -0.37602 | -1001.1093 | -0.37602
Assets 132kV/EHV | -0.35019 | -0.0035203 | -0.0054682 |  | 0.004951 | -0.056006 | -149.109 | -0.056006
Assets EHV | -0.67107 | -0.057721 | -0.021567 |  | 0.014608 | -0.12787 | -340.4278 | -0.12787
Assets EHV/HV | -0.10192 | -0.0087669 | -0.0032757 |  | 0.0022188 | -0.019421 | -51.7055 | -0.019421
Assets 132kV/HV | 0 | 0 | 0 |  | 0 | 0 | 0 | 0
Assets HV | -0.42607 | -0.036648 | -0.013694 |  | 0.0092751 | -0.081185 | -216.1442 | -0.081185
Assets HV/LV | -0.043758 | -0.0037638 | -0.0014063 |  | 0.00095256 | -0.0083378 | -22.1982 | -0.0083378
Assets LV circuits | 0 | 0 | 0 |  | 0.0021243 | 0.00016483 | 0.43883 | 0.00016483
Assets LV customer |  |  |  | 0 |  | 0 | 0 | 0
Assets HV customer |  |  |  | 0 |  | 0 | 0 | 0
Transmission exit | -0.70574 | 0 | 0 |  | 0.0082479 | -0.10476 | -278.911 | -0.10476
Operating 132kV | -0.99198 | -0.0099717 | -0.01549 |  | 0.014025 | -0.15865 | -422.3771 | -0.15865
Operating 132kV/EHV | -0.14775 | -0.0014852 | -0.0023071 |  | 0.0020889 | -0.02363 | -62.9104 | -0.02363
Operating EHV | -0.28313 | -0.024353 | -0.0090995 |  | 0.0061634 | -0.053948 | -143.6296 | -0.053948
Operating EHV/HV | -0.22633 | -0.019468 | -0.007274 |  | 0.0049269 | -0.043126 | -114.8159 | -0.043126
Operating 132kV/HV | 0 | 0 | 0 |  | 0 | 0 | 0 | 0
Operating HV | -0.94613 | -0.08138 | -0.030408 |  | 0.020596 | -0.18028 | -479.9641 | -0.18028
Operating HV/LV | -0.36924 | -0.03176 | -0.011867 |  | 0.0080379 | -0.070356 | -187.3126 | -0.070356
Operating LV circuits | 0 | 0 | 0 |  | 0.017925 | 0.0013908 | 3.7029 | 0.0013908
Operating LV customer |  |  |  | 0 |  | 0 | 0 | 0
Operating HV customer |  |  |  | 0 |  | 0 | 0 | 0
Scaler | 0 | 0 | 0 | 0 | 0 | 0 | 0 | 0
Rounding | -0.00049674 | 0.00047185 | -0.00043038 | 0 | -0.00038178 | -0.00020961 | -0.55806 | -0.00020961
Total | -7.615 | -0.302 | -0.159 | 0 | 0.149 | -1.3022 | -3467.0309 | -1.3022 | 0
LV Sub Generation Intermittent
| Rate 1 units (MWh) | MPANs | Reactive power units (MVArh) | MWh/year | MWh/MPAN/year
LV Sub Generation Intermittent | 467.837 | 0 | 29.2974 | 467.837
| Unit rate 1 p/kWh | Fixed charge p/MPAN/day | Reactive power charge p/kVArh | Revenue (£/year) | Average p/kWh | Average £/MPAN/year
Assets 132kV | -0.16808 |  | 0.032966 | -776.7056 | -0.16602
Assets 132kV/EHV | -0.025035 |  | 0.0049101 | -115.6854 | -0.024728
Assets EHV | -0.073868 |  | 0.014487 | -341.3361 | -0.07296
Assets EHV/HV | -0.011219 |  | 0.0022004 | -51.8435 | -0.011082
Assets 132kV/HV | 0 |  | 0 | 0 | 0
Assets HV | -0.0469 |  | 0.0091983 | -216.7209 | -0.046324
Assets HV/LV | 0 |  | 0.00094468 | 0.27677 | 5.9159e-05
Assets LV circuits | 0 |  | 0 | 0 | 0
Assets LV customer |  | 0 |  | 0 | 0
Assets HV customer |  | 0 |  | 0 | 0
Transmission exit | -0.041706 |  | 0.0081796 | -192.7195 | -0.041194
Operating 132kV | -0.070917 |  | 0.013909 | -327.6991 | -0.070046
Operating 132kV/EHV | -0.010563 |  | 0.0020716 | -48.8087 | -0.010433
Operating EHV | -0.031165 |  | 0.0061124 | -144.0128 | -0.030783
Operating EHV/HV | -0.024913 |  | 0.0048862 | -115.1223 | -0.024607
Operating 132kV/HV | 0 |  | 0 | 0 | 0
Operating HV | -0.10415 |  | 0.020426 | -481.2447 | -0.10287
Operating HV/LV | 0 |  | 0.0079713 | 2.3354 | 0.00049919
Operating LV circuits | 0 |  | 0 | 0 | 0
Operating LV customer |  | 0 |  | 0 | 0
Operating HV customer |  | 0 |  | 0 | 0
Scaler | 0 | 0 | 0 | 0 | 0
Rounding | -0.0004838 | 0 | -0.00026187 | -2.3401 | -0.0005002
Total | -0.609 | 0 | 0.128 | -2811.6267 | -0.60098 | 0
LV Sub Generation Non-Intermittent
| Rate 1 units (MWh) | Rate 2 units (MWh) | Rate 3 units (MWh) | MPANs | Reactive power units (MVArh) | MWh/year | MWh/MPAN/year
LV Sub Generation Non-Intermittent | 79.752 | 360.129 | 792.6185 | 0 | 158.12 | 1232.4995
| Unit rate 1 p/kWh | Unit rate 2 p/kWh | Unit rate 3 p/kWh | Fixed charge p/MPAN/day | Reactive power charge p/kVArh | Average unit rate (p/kWh) | Revenue (£/year) | Average p/kWh | Average £/MPAN/year
Assets 132kV | -2.3317 | -0.023439 | -0.036409 |  | 0.032966 | -0.17691 | -2180.4599 | -0.17691
Assets 132kV/EHV | -0.34729 | -0.0034911 | -0.0054229 |  | 0.0049101 | -0.02635 | -324.7658 | -0.02635
Assets EHV | -0.66551 | -0.057243 | -0.021389 |  | 0.014487 | -0.071686 | -883.5337 | -0.071686
Assets EHV/HV | -0.10108 | -0.0086943 | -0.0032486 |  | 0.0022004 | -0.010888 | -134.1946 | -0.010888
Assets 132kV/HV | 0 | 0 | 0 |  | 0 | 0 | 0 | 0
Assets HV | -0.42255 | -0.036345 | -0.01358 |  | 0.0091983 | -0.045515 | -560.9726 | -0.045515
Assets HV/LV | 0 | 0 | 0 |  | 0.00094468 | 0.00012119 | 1.4937 | 0.00012119
Assets LV circuits | 0 | 0 | 0 |  | 0 | 0 | 0 | 0
Assets LV customer |  |  |  | 0 |  | 0 | 0 | 0
Assets HV customer |  |  |  | 0 |  | 0 | 0 | 0
Transmission exit | -0.69989 | 0 | 0 |  | 0.0081796 | -0.044239 | -545.2451 | -0.044239
Operating 132kV | -0.98377 | -0.0098892 | -0.015361 |  | 0.013909 | -0.074641 | -919.9557 | -0.074641
Operating 132kV/EHV | -0.14653 | -0.0014729 | -0.002288 |  | 0.0020716 | -0.011117 | -137.0216 | -0.011117
Operating EHV | -0.28079 | -0.024151 | -0.0090242 |  | 0.0061124 | -0.030245 | -372.7709 | -0.030245
Operating EHV/HV | -0.22446 | -0.019306 | -0.0072138 |  | 0.0048862 | -0.024178 | -297.9891 | -0.024178
Operating 132kV/HV | 0 | 0 | 0 |  | 0 | 0 | 0 | 0
Operating HV | -0.9383 | -0.080706 | -0.030156 |  | 0.020426 | -0.10107 | -1245.681 | -0.10107
Operating HV/LV | 0 | 0 | 0 |  | 0.0079713 | 0.0010227 | 12.6043 | 0.0010227
Operating LV circuits | 0 | 0 | 0 |  | 0 | 0 | 0 | 0
Operating LV customer |  |  |  | 0 |  | 0 | 0 | 0
Operating HV customer |  |  |  | 0 |  | 0 | 0 | 0
Scaler | 0 | 0 | 0 | 0 | 0 | 0 | 0 | 0
Rounding | -0.0001217 | -0.00026183 | 9.328e-05 | 0 | -0.00026187 | -5.7987e-05 | -0.7147 | -5.7987e-05
Total | -7.142 | -0.265 | -0.144 | 0 | 0.128 | -0.61576 | -7589.2068 | -0.61576 | 0
HV Generation Intermittent
| Rate 1 units (MWh) | MPANs | Reactive power units (MVArh) | MWh/year | MWh/MPAN/year
HV Generation Intermittent | 34469.501 | 31 | 1094.707 | 34469.501 | 1111.9194
| Unit rate 1 p/kWh | Fixed charge p/MPAN/day | Reactive power charge p/kVArh | Revenue (£/year) | Average p/kWh | Average £/MPAN/year
Assets 132kV | -0.16606 |  | 0.032568 | -56882.834 | -0.16502 | -1834.9301
Assets 132kV/EHV | -0.008162 |  | 0.0016008 | -2795.8728 | -0.0081111 | -90.1894
Assets EHV | -0.024082 |  | 0.0047232 | -8249.373 | -0.023932 | -266.1088
Assets EHV/HV | 0 |  | 0 | 0 | 0 | 0
Assets 132kV/HV | 0 |  | 0 | 0 | 0 | 0
Assets HV | 0 |  | 0 | 0 | 0 | 0
Assets HV/LV | 0 |  | 0 | 0 | 0 | 0
Assets LV circuits | 0 |  | 0 | 0 | 0 | 0
Assets LV customer |  | 0 |  | 0 | 0 | 0
Assets HV customer |  | 0 |  | 0 | 0 | 0
Transmission exit | -0.041203 |  | 0.008081 | -14114.0095 | -0.040946 | -455.2906
Operating 132kV | -0.070061 |  | 0.013741 | -23999.3817 | -0.069625 | -774.1736
Operating 132kV/EHV | -0.010435 |  | 0.0020466 | -3574.5575 | -0.01037 | -115.3083
Operating EHV | -0.03079 |  | 0.0060386 | -10546.9243 | -0.030598 | -340.2234
Operating EHV/HV | -0.024613 |  | 0.0048272 | -8431.0995 | -0.02446 | -271.971
Operating 132kV/HV | 0 |  | 0 | 0 | 0 | 0
Operating HV | 0 |  | 0.020179 | 220.9034 | 0.00064087 | 7.1259
Operating HV/LV | 0 |  | 0 | 0 | 0 | 0
Operating LV circuits | 0 |  | 0 | 0 | 0 | 0
Operating LV customer |  | 0 |  | 0 | 0 | 0
Operating HV customer |  | 31.3788 |  | 3550.5085 | 0.0103 | 114.5325
Scaler | 0 | 0 | 0 | 0 | 0 | 0
Rounding | 0.00040447 | 0.0012244 | 0.0001942 | 141.6832 | 0.00041104 | 4.5704
Total | -0.375 | 31.38 | 0.094 | -124680.9572 | -0.36171 | -4021.9664
HV Generation Non-Intermittent
| Rate 1 units (MWh) | Rate 2 units (MWh) | Rate 3 units (MWh) | MPANs | Reactive power units (MVArh) | MWh/year | MWh/MPAN/year
HV Generation Non-Intermittent | 11026.647 | 69084.033 | 98552.637 | 47 | 713.1782 | 178663.317 | 3801.3472
| Unit rate 1 p/kWh | Unit rate 2 p/kWh | Unit rate 3 p/kWh | Fixed charge p/MPAN/day | Reactive power charge p/kVArh | Average unit rate (p/kWh) | Revenue (£/year) | Average p/kWh | Average £/MPAN/year
Assets 132kV | -2.3036 | -0.023156 | -0.03597 |  | 0.032568 | -0.17084 | -305223.8961 | -0.17084 | -6494.1254
Assets 132kV/EHV | -0.11322 | -0.0011382 | -0.001768 |  | 0.0016008 | -0.0083969 | -15002.1916 | -0.0083969 | -319.1956
Assets EHV | -0.21697 | -0.018662 | -0.0069732 |  | 0.0047232 | -0.024435 | -43655.9534 | -0.024435 | -928.8501
Assets EHV/HV | 0 | 0 | 0 |  | 0 | 0 | 0 | 0 | 0
Assets 132kV/HV | 0 | 0 | 0 |  | 0 | 0 | 0 | 0 | 0
Assets HV | 0 | 0 | 0 |  | 0 | 0 | 0 | 0 | 0
Assets HV/LV | 0 | 0 | 0 |  | 0 | 0 | 0 | 0 | 0
Assets LV circuits | 0 | 0 | 0 |  | 0 | 0 | 0 | 0 | 0
Assets LV customer |  |  |  | 0 |  | 0 | 0 | 0 | 0
Assets HV customer |  |  |  | 0 |  | 0 | 0 | 0 | 0
Transmission exit | -0.69145 | 0 | 0 |  | 0.008081 | -0.042642 | -76186.4324 | -0.042642 | -1620.9879
Operating 132kV | -0.97191 | -0.0097699 | -0.015176 |  | 0.013741 | -0.072078 | -128776.7198 | -0.072078 | -2739.9302
Operating 132kV/EHV | -0.14476 | -0.0014552 | -0.0022604 |  | 0.0020466 | -0.010736 | -19180.4855 | -0.010736 | -408.0954
Operating EHV | -0.2774 | -0.02386 | -0.0089153 |  | 0.0060386 | -0.03124 | -55814.6704 | -0.03124 | -1187.5462
Operating EHV/HV | -0.22175 | -0.019074 | -0.0071268 |  | 0.0048272 | -0.024973 | -44617.6559 | -0.024973 | -949.3118
Operating 132kV/HV | 0 | 0 | 0 |  | 0 | 0 | 0 | 0 | 0
Operating HV | 0 | 0 | 0 |  | 0.020179 | 8.055e-05 | 143.9138 | 8.055e-05 | 3.062
Operating HV/LV | 0 | 0 | 0 |  | 0 | 0 | 0 | 0 | 0
Operating LV circuits | 0 | 0 | 0 |  | 0 | 0 | 0 | 0 | 0
Operating LV customer |  |  |  | 0 |  | 0 | 0 | 0 | 0
Operating HV customer |  |  |  | 31.3788 |  | 0 | 5383.029 | 0.0030129 | 114.5325
Scaler | 0 | 0 | 0 | 0 | 0 | 0 | 0 | 0 | 0
Rounding | 5.8859e-05 | 0.0001157 | 0.00019023 | 0.0012244 | 0.0001942 | 0.00015408 | 275.4917 | 0.0001542 | 5.8615
Total | -4.941 | -0.097 | -0.078 | 31.38 | 0.094 | -0.3851 | -682655.5706 | -0.38209 | -14524.5866
HV Sub Generation Intermittent
| Rate 1 units (MWh) | MPANs | Reactive power units (MVArh) | MWh/year | MWh/MPAN/year
HV Sub Generation Intermittent | 0 | 2 | 0 | 0 | 0
| Unit rate 1 p/kWh | Fixed charge p/MPAN/day | Reactive power charge p/kVArh | Revenue (£/year) | Average p/kWh | Average £/MPAN/year
Assets 132kV | -0.16247 |  | 0.031865 | 0 |  | 0
Assets 132kV/EHV | -0.0079857 |  | 0.0015662 | 0 |  | 0
Assets EHV | -0.023562 |  | 0.0046212 | 0 |  | 0
Assets EHV/HV | 0 |  | 0 | 0 |  | 0
Assets 132kV/HV | 0 |  | 0 | 0 |  | 0
Assets HV | 0 |  | 0 | 0 |  | 0
Assets HV/LV | 0 |  | 0 | 0 |  | 0
Assets LV circuits | 0 |  | 0 | 0 |  | 0
Assets LV customer |  | 0 |  | 0 |  | 0
Assets HV customer |  | 0 |  | 0 |  | 0
Transmission exit | -0.040313 |  | 0.0079065 | 0 |  | 0
Operating 132kV | -0.068548 |  | 0.013444 | 0 |  | 0
Operating 132kV/EHV | -0.01021 |  | 0.0020024 | 0 |  | 0
Operating EHV | -0.030125 |  | 0.0059082 | 0 |  | 0
Operating EHV/HV | 0 |  | 0 | 0 |  | 0
Operating 132kV/HV | 0 |  | 0 | 0 |  | 0
Operating HV | 0 |  | 0 | 0 |  | 0
Operating HV/LV | 0 |  | 0 | 0 |  | 0
Operating LV circuits | 0 |  | 0 | 0 |  | 0
Operating LV customer |  | 0 |  | 0 |  | 0
Operating HV customer |  | 31.3788 |  | 229.0651 |  | 114.5325
Scaler | 0 | 0 | 0 | 0 |  | 0
Rounding | 0.00021579 | 0.0012244 | -0.00031354 | 0.0089378 |  | 0.0044689
Total | -0.343 | 31.38 | 0.067 | 229.074 | 0 | 114.537
HV Sub Generation Non-Intermittent
| Rate 1 units (MWh) | Rate 2 units (MWh) | Rate 3 units (MWh) | MPANs | Reactive power units (MVArh) | MWh/year | MWh/MPAN/year
HV Sub Generation Non-Intermittent | 0 | 0 | 0 | 2 | 0 | 0 | 0
| Unit rate 1 p/kWh | Unit rate 2 p/kWh | Unit rate 3 p/kWh | Fixed charge p/MPAN/day | Reactive power charge p/kVArh | Average unit rate (p/kWh) | Revenue (£/year) | Average p/kWh | Average £/MPAN/year
Assets 132kV | -2.2538 | -0.022656 | -0.035193 |  | 0.031865 | 0 | 0 |  | 0
Assets 132kV/EHV | -0.11078 | -0.0011136 | -0.0017298 |  | 0.0015662 | 0 | 0 |  | 0
Assets EHV | -0.21229 | -0.018259 | -0.0068226 |  | 0.0046212 | 0 | 0 |  | 0
Assets EHV/HV | 0 | 0 | 0 |  | 0 | 0 | 0 |  | 0
Assets 132kV/HV | 0 | 0 | 0 |  | 0 | 0 | 0 |  | 0
Assets HV | 0 | 0 | 0 |  | 0 | 0 | 0 |  | 0
Assets HV/LV | 0 | 0 | 0 |  | 0 | 0 | 0 |  | 0
Assets LV circuits | 0 | 0 | 0 |  | 0 | 0 | 0 |  | 0
Assets LV customer |  |  |  | 0 |  | 0 | 0 |  | 0
Assets HV customer |  |  |  | 0 |  | 0 | 0 |  | 0
Transmission exit | -0.67652 | 0 | 0 |  | 0.0079065 | 0 | 0 |  | 0
Operating 132kV | -0.95092 | -0.0095589 | -0.014848 |  | 0.013444 | 0 | 0 |  | 0
Operating 132kV/EHV | -0.14163 | -0.0014237 | -0.0022116 |  | 0.0020024 | 0 | 0 |  | 0
Operating EHV | -0.27141 | -0.023345 | -0.0087228 |  | 0.0059082 | 0 | 0 |  | 0
Operating EHV/HV | 0 | 0 | 0 |  | 0 | 0 | 0 |  | 0
Operating 132kV/HV | 0 | 0 | 0 |  | 0 | 0 | 0 |  | 0
Operating HV | 0 | 0 | 0 |  | 0 | 0 | 0 |  | 0
Operating HV/LV | 0 | 0 | 0 |  | 0 | 0 | 0 |  | 0
Operating LV circuits | 0 | 0 | 0 |  | 0 | 0 | 0 |  | 0
Operating LV customer |  |  |  | 0 |  | 0 | 0 |  | 0
Operating HV customer |  |  |  | 31.3788 |  | 0 | 229.0651 |  | 114.5325
Scaler | 0 | 0 | 0 | 0 | 0 | 0 | 0 |  | 0
Rounding | 0.00038894 | 0.00035676 | -0.00047129 | 0.0012244 | -0.00031354 | 0 | 0.0089378 |  | 0.0044689
Total | -4.617 | -0.076 | -0.07 | 31.38 | 0.067 | 0 | 229.074 | 0 | 114.537

## M-Rev
Revenue matrix for WPD South West in (DCP66A Forecast)
This sheet is for information only. It can be deleted without affecting any calculations elsewhere in the model.
3901. Revenue matrix by tariff
Revenue matrix by tariff, charging element and network level
| Assets 132kV | Assets 132kV/EHV | Assets EHV | Assets EHV/HV | Assets 132kV/HV | Assets HV | Assets HV/LV | Assets LV circuits | Assets LV customer | Assets HV customer | Transmission exit | Operating 132kV | Operating 132kV/EHV | Operating EHV | Operating EHV/HV | Operating 132kV/HV | Operating HV | Operating HV/LV | Operating LV circuits | Operating LV customer | Operating HV customer | Scaler | Rounding | Total net revenue by tariff (£/year)
Domestic Unrestricted | 16426024.9933 | 2446553.4904 | 7218687.7105 | 1096403.0645 | 0 | 4583283.8386 | 470707.7642 | 1155803.7884 | 0 | 0 | 4075694.8411 | 6930288.3756 | 1032223.0255 | 3045629.5755 | 2434644.002 | 0 | 10177520.3556 | 3971917.1838 | 9752881.2511 | 7338838.7191 | 0 | 88583060.1081 | 19696.8568 | 170759858.9442
Domestic Two Rate | 3688664.7588 | 549403.5011 | 1556457.6926 | 236400.9987 | 0 | 988224.9619 | 101491.6769 | 229421.5355 | 0 | 0 | 888581.7382 | 1556280.9937 | 231798.3017 | 656683.5652 | 524945.8818 | 0 | 2194426.5335 | 856405.1117 | 1935900.3794 | 1456724.4587 | 0 | 19312851.5725 | 1688.7016 | 36966352.3633
Domestic Off Peak (related MPAN) | 29107.6699 | 4335.405 | 19650.0438 | 2984.527 | 0 | 12476.1912 | 1281.3171 | 0 |  |  | 1026.0114 | 12280.7889 | 1829.1466 | 8290.531 | 6627.3626 | 0 | 27704.3042 | 10811.9854 | 0 |  |  | 22299.8119 | -38.5282 | 160666.5678
Small Non Domestic Unrestricted | 3438591.9174 | 512156.7184 | 1511145.9544 | 229518.8713 | 0 | 959455.6668 | 98537.0419 | 104951.5288 | 0 | 0 | 853197.9797 | 1450773.0022 | 216083.5475 | 637566.1334 | 509663.6094 | 0 | 2130542.1883 | 831473.368 | 885599.9679 | 1645304.183 | 0 | 18543804.3976 | 3650.485 | 34562016.5611
Small Non Domestic Two Rate | 1214913.872 | 180953.8081 | 561190.1171 | 85235.792 | 0 | 356310.4123 | 36593.4303 | 26071.8964 | 0 | 0 | 297133.6114 | 512583.141 | 76346.0468 | 236771.1815 | 189272.373 | 0 | 791213.593 | 308781.978 | 219999.3734 | 408723.9188 | 0 | 6458041.043 | 2063.1954 | 11962198.7833
Small Non Domestic Off Peak (related MPAN) | 10485.5894 | 1561.7628 | 7361.8535 | 1118.1477 | 0 | 4674.1826 | 480.0432 | 0 |  |  | 432.3428 | 4423.9649 | 658.9219 | 3106.0325 | 2482.9295 | 0 | 10379.3677 | 4050.6909 | 0 |  |  | 9396.7401 | 35.1595 | 60647.7288
LV Medium Non-Domestic | 2140690.2895 | 318842.4042 | 969264.5104 | 147215.7575 | 0 | 615404.7029 | 63202.6691 | 109403.7492 | 0 | 0 | 532538.0538 | 903176.5771 | 134522.4915 | 408941.4555 | 326903.4652 | 0 | 1366551.6061 | 533315.5442 | 923168.608 | 166682.4199 | 0 | 11574431.4209 | -2565.6956 | 21231690.0295
LV Sub Medium Non-Domestic | 229582.5154 | 34194.877 | 104596.4173 | 15886.5208 | 0 | 66410.2796 | 5399.6214 | 0 | 0 | 0 | 56804.671 | 96862.9378 | 14427.1276 | 44130.1736 | 35277.1931 | 0 | 147468.9319 | 45562.9812 | 0 | 10165.6153 | 0 | 1234619.3187 | -128.8426 | 2141260.3392
HV Medium Non-Domestic | 9001.0204 | 442.413 | 1390.0416 | 0 | 0 | 0 | 0 | 0 | 0 | 0 | 2207.7047 | 3797.6118 | 565.6305 | 1777.1852 | 1549.7237 | 0 | 4728.6833 | 0 | 0 | 0 | 5127.1963 | 47983.2877 | -10.2877 | 78560.2107
LV HH Metered | 1795277.5983 | 267395.3483 | 795844.541 | 120876.0413 | 0 | 589375.7924 | 95069.3633 | 210104.5044 | 0 | 0 | 461449.0589 | 757443.8414 | 112816.5137 | 335774.0034 | 268414.1794 | 0 | 1308752.4874 | 802212.4693 | 1772899.7794 | 87947.3072 | 0 | 10029349.9191 | 2910.4388 | 19813913.187
LV Sub HH Metered | 1624615.0963 | 241976.2381 | 729523.3444 | 110802.9136 | 0 | 827481.3748 | 84983.1522 | 0 | 0 | 0 | 413033.9592 | 685439.7897 | 102091.9614 | 307792.4912 | 246046.0552 | 0 | 1837483.5232 | 717103.1966 | 0 | 30146.5616 | 0 | 8977073.4703 | 3091.2839 | 16938684.4116
HV HH Metered | 5200666.5048 | 255620.2065 | 956024.7307 | 0 | 0 | 0 | 0 | 0 | 0 | 0 | 1311732.3278 | 2194208.1933 | 326813.5606 | 1222289.3116 | 1759483.8993 | 0 | 5368726.0365 | 0 | 0 | 0 | 215109.1891 | 28509804.6257 | 8686.5662 | 47329165.152
HV Sub HH Metered | 0 | 0 | 0 | 0 | 0 | 0 | 0 | 0 | 0 | 0 | 0 | 0 | 0 | 0 | 0 | 0 | 0 | 0 | 0 | 0 | 0 | 0 | 0 | 0
NHH UMS category A | 30524.481 | 4546.4302 | 13380.2314 | 2032.2429 | 0 | 8495.3666 | 872.4825 | 1945.6698 | 0 |  | 7589.98 | 12878.5543 | 1918.18 | 5645.2405 | 4512.7455 | 0 | 18864.5891 | 7362.1651 | 16417.9132 | 98120.6819 |  | 164964.179 | -79.656 | 399991.477
NHH UMS category B | 17692.178 | 2635.139 | 5918.2533 | 898.8879 | 0 | 3757.613 | 385.9106 | 860.5955 | 0 |  | 5020.0083 | 7464.4898 | 1111.789 | 2496.9645 | 1996.047 | 0 | 8344.0572 | 3256.383 | 7261.8601 | 34114.2179 |  | 109107.2103 | -17.7423 | 212303.8617
NHH UMS category C | 3554.8671 | 529.4752 | 1134.1934 | 172.2658 | 0 | 720.1212 | 73.9572 | 164.9273 | 0 |  | 1074.8971 | 1499.8305 | 223.3904 | 478.5264 | 382.529 | 0 | 1599.0823 | 624.0639 | 1391.6865 | 3799.451 |  | 23362.3164 | -2.2879 | 40783.2927
NHH UMS category D | 0 | 0 | 0 | 0 | 0 | 0 | 0 | 0 | 0 |  | 0 | 0 | 0 | 0 | 0 | 0 | 0 | 0 | 0 | 0 |  | 0 | 0 | 0
LV UMS (Pseudo HH Metered) | 399935.4655 | 59567.8814 | 138241.292 | 20996.6385 | 0 | 87772.0584 | 9014.2768 | 20102.1862 | 0 |  | 112284.7028 | 168736.3868 | 25132.2274 | 58325.2503 | 46624.5869 | 0 | 194904.34 | 76064.0972 | 169625.88 | 810798.4717 |  | 2440448.3071 | 194.897 | 4838768.9462
LV Generation NHH | -2227.5508 | -331.7797 | -978.934 | -148.6844 | 0 | -621.544 | -63.8332 | 0 | 0 | 0 | -552.7093 | -939.8238 | -139.9809 | -413.0211 | -330.1647 | 0 | -1380.1844 | -538.6359 | 0 | 0 | 0 | 0 | 5.741 | -8661.1052
LV Sub Generation NHH | 0 | 0 | 0 | 0 | 0 | 0 | 0 | 0 | 0 | 0 | 0 | 0 | 0 | 0 | 0 | 0 | 0 | 0 | 0 | 0 | 0 | 0 | 0 | 0
LV Generation Intermittent | -18787.7505 | -2798.3177 | -8256.587 | -1254.0433 | 0 | -5242.2661 | -538.3859 | 3.527 | 0 | 0 | -4661.6962 | -7926.7217 | -1180.6355 | -3483.5286 | -2784.6959 | 0 | -11640.8391 | -4542.9974 | 29.7618 | 0 | 0 | 0 | 47.9296 | -73017.2465
LV Generation Non-Intermittent | -1001.1093 | -149.109 | -340.4278 | -51.7055 | 0 | -216.1442 | -22.1982 | 0.43883 | 0 | 0 | -278.911 | -422.3771 | -62.9104 | -143.6296 | -114.8159 | 0 | -479.9641 | -187.3126 | 3.7029 | 0 | 0 | 0 | -0.55806 | -3467.0309
LV Sub Generation Intermittent | -776.7056 | -115.6854 | -341.3361 | -51.8435 | 0 | -216.7209 | 0.27677 | 0 | 0 | 0 | -192.7195 | -327.6991 | -48.8087 | -144.0128 | -115.1223 | 0 | -481.2447 | 2.3354 | 0 | 0 | 0 | 0 | -2.3401 | -2811.6267
LV Sub Generation Non-Intermittent | -2180.4599 | -324.7658 | -883.5337 | -134.1946 | 0 | -560.9726 | 1.4937 | 0 | 0 | 0 | -545.2451 | -919.9557 | -137.0216 | -372.7709 | -297.9891 | 0 | -1245.681 | 12.6043 | 0 | 0 | 0 | 0 | -0.7147 | -7589.2068
HV Generation Intermittent | -56882.834 | -2795.8728 | -8249.373 | 0 | 0 | 0 | 0 | 0 | 0 | 0 | -14114.0095 | -23999.3817 | -3574.5575 | -10546.9243 | -8431.0995 | 0 | 220.9034 | 0 | 0 | 0 | 3550.5085 | 0 | 141.6832 | -124680.9572
HV Generation Non-Intermittent | -305223.8961 | -15002.1916 | -43655.9534 | 0 | 0 | 0 | 0 | 0 | 0 | 0 | -76186.4324 | -128776.7198 | -19180.4855 | -55814.6704 | -44617.6559 | 0 | 143.9138 | 0 | 0 | 0 | 5383.029 | 0 | 275.4917 | -682655.5706
HV Sub Generation Intermittent | 0 | 0 | 0 | 0 | 0 | 0 | 0 | 0 | 0 | 0 | 0 | 0 | 0 | 0 | 0 | 0 | 0 | 0 | 0 | 0 | 229.0651 | 0 | 0.0089378 | 229.074
HV Sub Generation Non-Intermittent | 0 | 0 | 0 | 0 | 0 | 0 | 0 | 0 | 0 | 0 | 0 | 0 | 0 | 0 | 0 | 0 | 0 | 0 | 0 | 0 | 229.0651 | 0 | 0.0089378 | 229.074
3902. Revenues by charging element and network level
Total net revenue by charging element and network level (£/year)
| Assets 132kV | Assets 132kV/EHV | Assets EHV | Assets EHV/HV | Assets 132kV/HV | Assets HV | Assets HV/LV | Assets LV circuits | Assets LV customer | Assets HV customer | Transmission exit | Operating 132kV | Operating 132kV/EHV | Operating EHV | Operating EHV/HV | Operating 132kV/HV | Operating HV | Operating HV/LV | Operating LV circuits | Operating LV customer | Operating HV customer | Scaler | Rounding | Total net revenue (£/year)
Revenues by charging element and network level | 35872248.5106 | 4859197.3768 | 14527104.7824 | 2068902.198 | 0 | 9096984.9146 | 967470.0598 | 1858834.3474 | 0 | 0 | 8923270.165 | 15134825.8 | 2254237.4618 | 6904779.0638 | 6302135.0392 | 0 | 25574346.5832 | 8163687.2119 | 15685180.1639 | 12091366.0061 | 229628.053 | 196040597.7284 | 39641.7945 | 366594437.2604

## CData
Additional calculations for tariff comparisons for WPD South West in (DCP66A Forecast)
This sheet is for information only. It can be deleted without affecting any calculations elsewhere in the model.
4001. Revenues under current tariffs (£)
Data sources:
x1 = 1201. Current revenues if known (£) (in Current tariff information)
x2 = 1010. Days in the charging year (in Financial and general assumptions)
x3 = 1201. Current Fixed charge p/MPAN/day (in Current tariff information)
x4 = 1053. MPANs by tariff (in Volume forecasts for the charging year)
x5 = 1201. Current Capacity charge p/kVA/day (in Current tariff information)
x6 = 1053. Import capacity (kVA) by tariff (in Volume forecasts for the charging year)
x7 = 1201. Current Unit rate 1 p/kWh (in Current tariff information)
x8 = 1053. Rate 1 units (MWh) by tariff (in Volume forecasts for the charging year)
x9 = 1201. Current Unit rate 2 p/kWh (in Current tariff information)
x10 = 1053. Rate 2 units (MWh) by tariff (in Volume forecasts for the charging year)
x11 = 1201. Current Unit rate 3 p/kWh (in Current tariff information)
x12 = 1053. Rate 3 units (MWh) by tariff (in Volume forecasts for the charging year)
x13 = 1201. Current Reactive power charge p/kVArh (in Current tariff information)
x14 = 1053. Reactive power units (MVArh) by tariff (in Volume forecasts for the charging year)
Calculation =IF(x1,x1,0.01*x2*(x3*x4+x5*x6)+10*(x7*x8+x9*x10+x11*x12+x13*x14))
Revenues under current tariffs (£)
Domestic Unrestricted | 134297348.7607
Domestic Two Rate | 29910418.1577
Domestic Off Peak (related MPAN) | 165778.6859
Small Non Domestic Unrestricted | 31774621.4933
Small Non Domestic Two Rate | 10222062.3822
Small Non Domestic Off Peak (related MPAN) | 60647.7288
LV Medium Non-Domestic | 17647255.9943
LV Sub Medium Non-Domestic | 1757429.1167
HV Medium Non-Domestic | 58776.6169
LV HH Metered | 16099112.0758
LV Sub HH Metered | 13723933.3613
HV HH Metered | 37070814.9307
HV Sub HH Metered | 0
NHH UMS category A | #VALUE!
NHH UMS category B | #VALUE!
NHH UMS category C | #VALUE!
NHH UMS category D | #VALUE!
LV UMS (Pseudo HH Metered) | 3587049.9552
4002. All-the-way volumes
Data sources:
x1 = 1053. Rate 1 units (MWh) by tariff (in Volume forecasts for the charging year)
x2 = 1053. Rate 2 units (MWh) by tariff (in Volume forecasts for the charging year)
x3 = 1053. Rate 3 units (MWh) by tariff (in Volume forecasts for the charging year)
x4 = 1053. MPANs by tariff (in Volume forecasts for the charging year)
x5 = 1053. Import capacity (kVA) by tariff (in Volume forecasts for the charging year)
x6 = 1053. Reactive power units (MVArh) by tariff (in Volume forecasts for the charging year)
x7 = 3802. All units (MWh) (in Revenue summary)
Kind: | Copy cells | Copy cells | Copy cells | Copy cells | Copy cells | Copy cells | Copy cells
Formula: | = x1 | = x2 | = x3 | = x4 | = x5 | = x6 | = x7
| Rate 1 units (MWh) | Rate 2 units (MWh) | Rate 3 units (MWh) | MPANs | Import capacity (kVA) | Reactive power units (MVArh) | All units (MWh)
Domestic Unrestricted | 4243602.1018 | 0 | 0 | 1173205 | 0 | 0 | 4243602.1018
Domestic Two Rate | 719816.1328 | 749558.5308 | 0 | 233105 | 0 | 0 | 1469374.6637
Domestic Off Peak (related MPAN) | 73030.2581 | 0 | 0 | 0 | 0 | 0 | 73030.2581
Small Non Domestic Unrestricted | 1167954.1994 | 0 | 0 | 106596 | 0 | 0 | 1167954.1994
Small Non Domestic Two Rate | 352675.7711 | 173121.5393 | 0 | 26498 | 0 | 0 | 525797.3103
Small Non Domestic Off Peak (related MPAN) | 26029.0682 | 0 | 0 | 0 | 0 | 0 | 26029.0682
LV Medium Non-Domestic | 708276.9206 | 174918.5804 | 0 | 9143 | 0 | 0 | 883195.501
LV Sub Medium Non-Domestic | 77314.6231 | 21571.5665 | 0 | 749 | 0 | 0 | 98886.1896
HV Medium Non-Domestic | 2306.2755 | 617.3264 | 0 | 22 | 0 | 0 | 2923.6019
LV HH Metered | 53304.1114 | 382801.2915 | 323622.7928 | 2824 | 365000 | 74360 | 759728.1957
LV Sub HH Metered | 49580.0677 | 369501.7136 | 333780.5589 | 1318 | 329000 | 80945 | 752862.3403
HV HH Metered | 177242.5067 | 1267227.7364 | 1338164.8531 | 923 | 973000 | 218608 | 2782635.0961
HV Sub HH Metered | 0 | 0 | 0 | 0 | 0 | 0 | 0
NHH UMS category A | 16740.1491 | 0 | 0 | 0 | 0 | 0 | 16740.1491
NHH UMS category B | 5820.1803 | 0 | 0 | 0 | 0 | 0 | 5820.1803
NHH UMS category C | 648.2975 | 0 | 0 | 0 | 0 | 0 | 648.2975
NHH UMS category D | 0 | 0 | 0 | 0 | 0 | 0 | 0
LV UMS (Pseudo HH Metered) | 4342.8496 | 28609.2712 | 105632.3978 | 0 | 0 | 0 | 138584.5186
LV Generation NHH | 1252.3 | 0 | 0 | 0 | 0 | 0 | 1252.3
LV Sub Generation NHH | 0 | 0 | 0 | 0 | 0 | 0 | 0
LV Generation Intermittent | 11117.548 | 0 | 0 | 0 | 0 | 166.0368 | 11117.548
LV Generation Non-Intermittent | 39.762 | 76.812 | 149.6623 | 0 | 0 | 20.6582 | 266.2363
LV Sub Generation Intermittent | 467.837 | 0 | 0 | 0 | 0 | 29.2974 | 467.837
LV Sub Generation Non-Intermittent | 79.752 | 360.129 | 792.6185 | 0 | 0 | 158.12 | 1232.4995
HV Generation Intermittent | 34469.501 | 0 | 0 | 31 | 0 | 1094.707 | 34469.501
HV Generation Non-Intermittent | 11026.647 | 69084.033 | 98552.637 | 47 | 0 | 713.1782 | 178663.317
HV Sub Generation Intermittent | 0 | 0 | 0 | 2 | 0 | 0 | 0
HV Sub Generation Non-Intermittent | 0 | 0 | 0 | 2 | 0 | 0 | 0
4003. Normalised to
Normalised to
Domestic Unrestricted | = x1: MPAN
Domestic Two Rate | = x1: MPAN
Domestic Off Peak (related MPAN) | = x1: MPAN
Small Non Domestic Unrestricted | = x1: MPAN
Small Non Domestic Two Rate | = x1: MPAN
Small Non Domestic Off Peak (related MPAN) | = x1: MPAN
LV Medium Non-Domestic | = x1: MPAN
LV Sub Medium Non-Domestic | = x1: MPAN
HV Medium Non-Domestic | = x1: MPAN
LV HH Metered | = x1: kVA
LV Sub HH Metered | = x1: kVA
HV HH Metered | = x1: kVA
HV Sub HH Metered | = x1: kVA
NHH UMS category A | = x1: MWh
NHH UMS category B | = x1: MWh
NHH UMS category C | = x1: MWh
NHH UMS category D | = x1: MWh
LV UMS (Pseudo HH Metered) | = x1: MWh
LV Generation NHH | = x1: MWh
LV Sub Generation NHH | = x1: MWh
LV Generation Intermittent | = x1: MWh
LV Generation Non-Intermittent | = x1: MWh
LV Sub Generation Intermittent | = x1: MWh
LV Sub Generation Non-Intermittent | = x1: MWh
HV Generation Intermittent | = x1: MWh
HV Generation Non-Intermittent | = x1: MWh
HV Sub Generation Intermittent | = x1: MWh
HV Sub Generation Non-Intermittent | = x1: MWh
4004. Normalised volumes for comparisons
Data sources:
x1 = 4002. Rate 1 units (MWh) by tariff (in Volume forecasts for the charging year) (in All-the-way volumes)
x2 = 4003. Normalised to
x3 = 4002. Import capacity (kVA) by tariff (in Volume forecasts for the charging year) (in All-the-way volumes)
x4 = 4002. MPANs by tariff (in Volume forecasts for the charging year) (in All-the-way volumes)
x5 = 4002. All units (MWh) (in Revenue summary) (in All-the-way volumes)
x6 = 4002. Rate 2 units (MWh) by tariff (in Volume forecasts for the charging year) (in All-the-way volumes)
x7 = 4002. Rate 3 units (MWh) by tariff (in Volume forecasts for the charging year) (in All-the-way volumes)
x8 = 4002. Reactive power units (MVArh) by tariff (in Volume forecasts for the charging year) (in All-the-way volumes)
x9 = 1010. Days in the charging year (in Financial and general assumptions)
x10 = 3607. Fixed charge p/MPAN/day (in Tariffs)
x11 = Normalised MPANs (in Normalised volumes for comparisons)
x12 = 3607. Capacity charge p/kVA/day (in Tariffs)
x13 = Normalised Import capacity (kVA) (in Normalised volumes for comparisons)
x14 = 3607. Unit rate 1 p/kWh (in Tariffs)
x15 = Normalised Rate 1 units (MWh) (in Normalised volumes for comparisons)
x16 = 3607. Unit rate 2 p/kWh (in Tariffs)
x17 = Normalised Rate 2 units (MWh) (in Normalised volumes for comparisons)
x18 = 3607. Unit rate 3 p/kWh (in Tariffs)
x19 = Normalised Rate 3 units (MWh) (in Normalised volumes for comparisons)
x20 = 3607. Reactive power charge p/kVArh (in Tariffs)
x21 = Normalised Reactive power units (MVArh) (in Normalised volumes for comparisons)
Kind: | Calculation | Calculation | Calculation | Calculation | Calculation | Calculation | Calculation
Formula: | =x1/IF(x2="kVA",IF(x3,x3,1),IF(x2="MPAN",IF(x4,x4,1),IF(x5,x5,1))) | =x6/IF(x2="kVA",IF(x3,x3,1),IF(x2="MPAN",IF(x4,x4,1),IF(x5,x5,1))) | =x7/IF(x2="kVA",IF(x3,x3,1),IF(x2="MPAN",IF(x4,x4,1),IF(x5,x5,1))) | =x4/IF(x2="kVA",IF(x3,x3,1),IF(x2="MPAN",IF(x4,x4,1),IF(x5,x5,1))) | =x3/IF(x2="kVA",IF(x3,x3,1),IF(x2="MPAN",IF(x4,x4,1),IF(x5,x5,1))) | =x8/IF(x2="kVA",IF(x3,x3,1),IF(x2="MPAN",IF(x4,x4,1),IF(x5,x5,1))) | =0.01*x9*(x10*x11+x12*x13)+10*(x14*x15+x16*x17+x18*x19+x20*x21)
| Normalised Rate 1 units (MWh) | Normalised Rate 2 units (MWh) | Normalised Rate 3 units (MWh) | Normalised MPANs | Normalised Import capacity (kVA) | Normalised Reactive power units (MVArh) | Normalised revenues (£)
Domestic Unrestricted
Domestic Unrestricted | 3.6171 | 0 | 0 | 1 | 0 | 0 | 145.4391
LDNO LV: Domestic Unrestricted | 3.6171 | 0 | 0 | 1 | 0 | 0 | 93.3387
LDNO HV: Domestic Unrestricted | 3.6171 | 0 | 0 | 1 | 0 | 0 | 56.4087
Domestic Two Rate
Domestic Two Rate | 3.0879 | 3.2155 | 0 | 1 | 0 | 0 | 158.5427
LDNO LV: Domestic Two Rate | 3.0879 | 3.2155 | 0 | 1 | 0 | 0 | 101.7648
LDNO HV: Domestic Two Rate | 3.0879 | 3.2155 | 0 | 1 | 0 | 0 | 61.4552
Domestic Off Peak (related MPAN)
Domestic Off Peak (related MPAN) | 73030.2581 | 0 | 0 | 0 | 0 | 0 | 160666.5678
LDNO LV: Domestic Off Peak (related MPAN) | 73030.2581 | 0 | 0 | 0 | 0 | 0 | 102972.6639
LDNO HV: Domestic Off Peak (related MPAN) | 73030.2581 | 0 | 0 | 0 | 0 | 0 | 62075.7194
Small Non Domestic Unrestricted
Small Non Domestic Unrestricted | 10.9568 | 0 | 0 | 1 | 0 | 0 | 323.6128
LDNO LV: Small Non Domestic Unrestricted | 10.9568 | 0 | 0 | 1 | 0 | 0 | 207.7316
LDNO HV: Small Non Domestic Unrestricted | 10.9568 | 0 | 0 | 1 | 0 | 0 | 125.5228
Small Non Domestic Two Rate
Small Non Domestic Two Rate | 13.3095 | 6.5334 | 0 | 1 | 0 | 0 | 451.2581
LDNO LV: Small Non Domestic Two Rate | 13.3095 | 6.5334 | 0 | 1 | 0 | 0 | 289.6683
LDNO HV: Small Non Domestic Two Rate | 13.3095 | 6.5334 | 0 | 1 | 0 | 0 | 175.0583
Small Non Domestic Off Peak (related MPAN)
Small Non Domestic Off Peak (related MPAN) | 26029.0682 | 0 | 0 | 0 | 0 | 0 | 60647.7288
LDNO LV: Small Non Domestic Off Peak (related MPAN) | 26029.0682 | 0 | 0 | 0 | 0 | 0 | 39043.6022
LDNO HV: Small Non Domestic Off Peak (related MPAN) | 26029.0682 | 0 | 0 | 0 | 0 | 0 | 23426.1613
LV Medium Non-Domestic
LV Medium Non-Domestic | 77.4666 | 19.1314 | 0 | 1 | 0 | 0 | 2317.608
LDNO LV: LV Medium Non-Domestic | 77.4666 | 19.1314 | 0 | 1 | 0 | 0 | 1488.0621
LDNO HV: LV Medium Non-Domestic | 77.4666 | 19.1314 | 0 | 1 | 0 | 0 | 899.0878
LV Sub Medium Non-Domestic
LV Sub Medium Non-Domestic | 103.2238 | 28.8005 | 0 | 1 | 0 | 0 | 2858.8256
HV Medium Non-Domestic
HV Medium Non-Domestic | 104.8307 | 28.0603 | 0 | 1 | 0 | 0 | 3570.9187
LV HH Metered
LV HH Metered | 0.14604 | 1.0488 | 0.88664 | 0.007737 | 1 | 0.20373 | 53.8214
LDNO LV: LV HH Metered | 0.14604 | 1.0488 | 0.88664 | 0.007737 | 1 | 0.20373 | 34.5714
LDNO HV: LV HH Metered | 0.14604 | 1.0488 | 0.88664 | 0.007737 | 1 | 0.20373 | 20.8607
LV Sub HH Metered
LV Sub HH Metered | 0.1507 | 1.1231 | 1.0145 | 0.0040061 | 1 | 0.24603 | 51.4854
LDNO HV: LV Sub HH Metered | 0.1507 | 1.1231 | 1.0145 | 0.0040061 | 1 | 0.24603 | 32.0619
HV HH Metered
HV HH Metered | 0.18216 | 1.3024 | 1.3753 | 0.00094861 | 1 | 0.22467 | 48.6422
LDNO HV: HV HH Metered | 0.18216 | 1.3024 | 1.3753 | 0.00094861 | 1 | 0.22467 | 35.6028
HV Sub HH Metered
HV Sub HH Metered | 0 | 0 | 0 | 0 | 0 | 0 | 0
NHH UMS category A
NHH UMS category A | 1 | 0 | 0 | 0 | 0 | 0 | 23.85
LDNO LV: NHH UMS category A | 1 | 0 | 0 | 0 | 0 | 0 | 15.31
LDNO HV: NHH UMS category A | 1 | 0 | 0 | 0 | 0 | 0 | 9.25
NHH UMS category B
NHH UMS category B | 1 | 0 | 0 | 0 | 0 | 0 | 36.41
LDNO LV: NHH UMS category B | 1 | 0 | 0 | 0 | 0 | 0 | 23.38
LDNO HV: NHH UMS category B | 1 | 0 | 0 | 0 | 0 | 0 | 14.12
NHH UMS category C
NHH UMS category C | 1 | 0 | 0 | 0 | 0 | 0 | 62.8
LDNO LV: NHH UMS category C | 1 | 0 | 0 | 0 | 0 | 0 | 40.32
LDNO HV: NHH UMS category C | 1 | 0 | 0 | 0 | 0 | 0 | 24.36
NHH UMS category D
NHH UMS category D | 0 | 0 | 0 | 0 | 0 | 0 | 0
LDNO LV: NHH UMS category D | 0 | 0 | 0 | 0 | 0 | 0 | 0
LDNO HV: NHH UMS category D | 0 | 0 | 0 | 0 | 0 | 0 | 0
LV UMS (Pseudo HH Metered)
LV UMS (Pseudo HH Metered) | 0.031337 | 0.20644 | 0.76222 | 0 | 0 | 0 | 34.9157
LDNO LV: LV UMS (Pseudo HH Metered) | 0.031337 | 0.20644 | 0.76222 | 0 | 0 | 0 | 22.4193
LDNO HV: LV UMS (Pseudo HH Metered) | 0.031337 | 0.20644 | 0.76222 | 0 | 0 | 0 | 13.5438
LV Generation NHH
LV Generation NHH | 1 | 0 | 0 | 0 | 0 | 0 | -6.59
LDNO LV: LV Generation NHH | 1 | 0 | 0 | 0 | 0 | 0 | -6.59
LDNO HV: LV Generation NHH | 1 | 0 | 0 | 0 | 0 | 0 | -6.59
LV Sub Generation NHH
LV Sub Generation NHH | 0 | 0 | 0 | 0 | 0 | 0 | 0
LDNO HV: LV Sub Generation NHH | 0 | 0 | 0 | 0 | 0 | 0 | 0
LV Generation Intermittent
LV Generation Intermittent | 1 | 0 | 0 | 0 | 0 | 0.014935 | -6.5677
LDNO LV: LV Generation Intermittent | 1 | 0 | 0 | 0 | 0 | 0.014935 | -6.5677
LDNO HV: LV Generation Intermittent | 1 | 0 | 0 | 0 | 0 | 0.014935 | -6.5677
LV Generation Non-Intermittent
LV Generation Non-Intermittent | 0.14935 | 0.28851 | 0.56214 | 0 | 0 | 0.077593 | -13.0224
LDNO LV: LV Generation Non-Intermittent | 0.14935 | 0.28851 | 0.56214 | 0 | 0 | 0.077593 | -13.0224
LDNO HV: LV Generation Non-Intermittent | 0.14935 | 0.28851 | 0.56214 | 0 | 0 | 0.077593 | -13.0224
LV Sub Generation Intermittent
LV Sub Generation Intermittent | 1 | 0 | 0 | 0 | 0 | 0.062623 | -6.0098
LDNO HV: LV Sub Generation Intermittent | 1 | 0 | 0 | 0 | 0 | 0.062623 | -6.0098
LV Sub Generation Non-Intermittent
LV Sub Generation Non-Intermittent | 0.064708 | 0.29219 | 0.6431 | 0 | 0 | 0.12829 | -6.1576
LDNO HV: LV Sub Generation Non-Intermittent | 0.064708 | 0.29219 | 0.6431 | 0 | 0 | 0.12829 | -6.1576
HV Generation Intermittent
HV Generation Intermittent | 1 | 0 | 0 | 0.00089935 | 0 | 0.031759 | -3.6171
LDNO HV: HV Generation Intermittent | 1 | 0 | 0 | 0.00089935 | 0 | 0.031759 | -3.7201
HV Generation Non-Intermittent
HV Generation Non-Intermittent | 0.061717 | 0.38667 | 0.55161 | 0.00026306 | 0 | 0.0039917 | -3.8209
LDNO HV: HV Generation Non-Intermittent | 0.061717 | 0.38667 | 0.55161 | 0.00026306 | 0 | 0.0039917 | -3.851
HV Sub Generation Intermittent
HV Sub Generation Intermittent | 0 | 0 | 0 | 2 | 0 | 0 | 229.074
HV Sub Generation Non-Intermittent
HV Sub Generation Non-Intermittent | 0 | 0 | 0 | 2 | 0 | 0 | 229.074
4005. LDNO LV charges (normalised £)
Data sources:
x1 = 4004. Normalised revenues (£) (in Normalised volumes for comparisons)
Copy cells = x1
LDNO LV charges (normalised £)
LDNO LV: Domestic Unrestricted | = x1: 93.3387
LDNO LV: Domestic Two Rate | = x1: 101.7648
LDNO LV: Domestic Off Peak (related MPAN) | = x1: 102972.6639
LDNO LV: Small Non Domestic Unrestricted | = x1: 207.7316
LDNO LV: Small Non Domestic Two Rate | = x1: 289.6683
LDNO LV: Small Non Domestic Off Peak (related MPAN) | = x1: 39043.6022
LDNO LV: LV Medium Non-Domestic | = x1: 1488.0621
LDNO LV: LV HH Metered | = x1: 34.5714
N/A | bar: = x1
N/A | bar: = x1
LDNO LV: NHH UMS category A | = x1: 15.31
LDNO LV: NHH UMS category B | = x1: 23.38
LDNO LV: NHH UMS category C | = x1: 40.32
LDNO LV: NHH UMS category D | = x1: 0
LDNO LV: LV UMS (Pseudo HH Metered) | = x1: 22.4193
LDNO LV: LV Generation NHH | = x1: -6.59
N/A | bar: = x1
LDNO LV: LV Generation Intermittent | = x1: -6.5677
LDNO LV: LV Generation Non-Intermittent | = x1: -13.0224
N/A | bar: = x1
N/A | bar: = x1
N/A | bar: = x1
N/A | bar: = x1
4006. LDNO HV charges (normalised £)
Data sources:
x1 = 4004. Normalised revenues (£) (in Normalised volumes for comparisons)
Copy cells = x1
LDNO HV charges (normalised £)
LDNO HV: Domestic Unrestricted | = x1: 56.4087
LDNO HV: Domestic Two Rate | = x1: 61.4552
LDNO HV: Domestic Off Peak (related MPAN) | = x1: 62075.7194
LDNO HV: Small Non Domestic Unrestricted | = x1: 125.5228
LDNO HV: Small Non Domestic Two Rate | = x1: 175.0583
LDNO HV: Small Non Domestic Off Peak (related MPAN) | = x1: 23426.1613
LDNO HV: LV Medium Non-Domestic | = x1: 899.0878
LDNO HV: LV HH Metered | = x1: 20.8607
LDNO HV: LV Sub HH Metered | = x1: 32.0619
LDNO HV: HV HH Metered | = x1: 35.6028
LDNO HV: NHH UMS category A | = x1: 9.25
LDNO HV: NHH UMS category B | = x1: 14.12
LDNO HV: NHH UMS category C | = x1: 24.36
LDNO HV: NHH UMS category D | = x1: 0
LDNO HV: LV UMS (Pseudo HH Metered) | = x1: 13.5438
LDNO HV: LV Generation NHH | = x1: -6.59
LDNO HV: LV Sub Generation NHH | = x1: 0
LDNO HV: LV Generation Intermittent | = x1: -6.5677
LDNO HV: LV Generation Non-Intermittent | = x1: -13.0224
LDNO HV: LV Sub Generation Intermittent | = x1: -6.0098
LDNO HV: LV Sub Generation Non-Intermittent | = x1: -6.1576
LDNO HV: HV Generation Intermittent | = x1: -3.7201
LDNO HV: HV Generation Non-Intermittent | = x1: -3.851

## CTables
Tariff comparisons for WPD South West in (DCP66A Forecast)
This sheet is for information only. It can be deleted without affecting any calculations elsewhere in the model.
4101. Comparison with current all-the-way demand tariffs
Data sources:
x1 = 4001. Revenues under current tariffs (£)
x2 = 3802. Net revenues (£) (in Revenue summary)
x3 = 3802. All units (MWh) (in Revenue summary)
x4 = 1053. MPANs by tariff (in Volume forecasts for the charging year)
Kind: | Calculation | Calculation | Copy cells
Formula: | =IF(x1,x2/x1-1,"") | =(x2-x1)/IF(x3,x3,1)/10 | = x4
| Change | Absolute change (average p/kWh) | MPANs
Domestic Unrestricted | 27.05% | 0.85617 | 1173205
Domestic Two Rate | 23.56% | 0.47957 | 233105
Domestic Off Peak (related MPAN) | -3.084% | -0.007 | 0
Small Non Domestic Unrestricted | 8.564% | 0.23299 | 106596
Small Non Domestic Two Rate | 16.98% | 0.33005 | 26498
Small Non Domestic Off Peak (related MPAN) | 0% | 0 | 0
LV Medium Non-Domestic | 20.07% | 0.40112 | 9143
LV Sub Medium Non-Domestic | 21.84% | 0.38815 | 749
HV Medium Non-Domestic | 33.66% | 0.67669 | 22
LV HH Metered | 22.02% | 0.46671 | 2824
LV Sub HH Metered | 23.42% | 0.427 | 1318
HV HH Metered | 27.67% | 0.36865 | 923
HV Sub HH Metered |  | 0 | 0
NHH UMS category A | #VALUE! | #VALUE! | 0
NHH UMS category B | #VALUE! | #VALUE! | 0
NHH UMS category C | #VALUE! | #VALUE! | 0
NHH UMS category D | #VALUE! | #VALUE! | 0
LV UMS (Pseudo HH Metered) | 34.9% | 0.90322 | 0
4102. LDNO margins in use of system charges
Data sources:
x1 = 4003. Normalised to
x2 = 4004. Normalised revenues (£) (in Normalised volumes for comparisons)
x3 = 4005. LDNO LV charges (normalised £)
x4 = All-the-way charges (normalised £) (in LDNO margins in use of system charges)
x5 = 4006. LDNO HV charges (normalised £)
Kind: | Copy cells | Copy cells | Calculation | Calculation
Formula: | = x1 | = x2 | =IF(x3,x4-x3,"") | =IF(x5,x4-x5,"")
| Normalised to | All-the-way charges (normalised £) | LDNO LV margin (normalised £) | LDNO HV margin (normalised £)
Domestic Unrestricted | MPAN | 145.4391 | 52.1004 | 89.0304
Domestic Two Rate | MPAN | 158.5427 | 56.7778 | 97.0874
Domestic Off Peak (related MPAN) | MPAN | 160666.5678 | 57693.9039 | 98590.8484
Small Non Domestic Unrestricted | MPAN | 323.6128 | 115.8812 | 198.0901
Small Non Domestic Two Rate | MPAN | 451.2581 | 161.5897 | 276.1997
Small Non Domestic Off Peak (related MPAN) | MPAN | 60647.7288 | 21604.1266 | 37221.5675
LV Medium Non-Domestic | MPAN | 2317.608 | 829.5459 | 1418.5202
LV HH Metered | kVA | 53.8214 | 19.25 | 32.9607
LV Sub HH Metered | kVA | 51.4854 |  | 19.4235
HV HH Metered | kVA | 48.6422 |  | 13.0395
NHH UMS category A | MWh | 23.85 | 8.54 | 14.6
NHH UMS category B | MWh | 36.41 | 13.03 | 22.29
NHH UMS category C | MWh | 62.8 | 22.48 | 38.44
NHH UMS category D | MWh | 0
LV UMS (Pseudo HH Metered) | MWh | 34.9157 | 12.4964 | 21.3718
LV Generation NHH | MWh | -6.59 | 0 | 0
LV Sub Generation NHH | MWh | 0
LV Generation Intermittent | MWh | -6.5677 | 0 | 0
LV Generation Non-Intermittent | MWh | -13.0224 | 0 | 0
LV Sub Generation Intermittent | MWh | -6.0098 |  | 0
LV Sub Generation Non-Intermittent | MWh | -6.1576 |  | 0
HV Generation Intermittent | MWh | -3.6171 |  | 0.10301
HV Generation Non-Intermittent | MWh | -3.8209 |  | 0.030131